## Plumbing
PROJECT:
ADDRESS:
|  | REV: | 0 | [5 empty] | MANHOUR UNIT RATE
SR. NO. | DESCRIPTION | QUANTITY | WASTAGE | QTY WITH WASTAGE | UNIT | UNIT COST | MATERIAL COST | MANHOURS UNIT RATE | MANHOURS | MANHOURS COST | TOTAL TRADE COST
PLUMBING BASEMENT ABOVE SLAB PLAN
STORM DRAIN (ST) PIPE & FITTINGS
1 | 4"Pipe | 54 | 10% | 59.4 | LFT |  | 0 | 0 | 11.88 | 0 | 0
2 | 5" Pipe | 63 | 10% | 69.3 | LFT |  | 0 | 0 | 13.86 | 0 | 0
3 | 4" Elbow 45° | 2 | 0% | 2 | EA |  | 0 | 0 | 1 | 0 | 0
4 | 4" - 5" Reducer | 1 | 0% | 1 | EA |  | 0 | 0 | 0.5 | 0 | 0
5 | 3" Elbow 45° | 1 | 0% | 1 | EA |  | 0 | 0 | 0.5 | 0 | 0
6 | 5" Elbow 45° | 1 | 0% | 1 | EA |  | 0 | 0 | 0.5 | 0 | 0
7 | 5" Elbow 90° | 1 | 0% | 1 | EA |  | 0 | 0 | 0.5 | 0 | 0
Pipe Material: HUBLESS CAST IRON
SOIL (S) PIPE & FITTINGS
1 | 4" Pipe | 67 | 10% | 73.7 | LFT |  | 0 | 0 | 14.74 | 0 | 0
2 | 3"Pipe | 78 | 10% | 85.8 | LFT |  | 0 | 0 | 8.58 | 0 | 0
3 | 2" Pipe | 66 | 10% | 72.6 | LFT |  | 0 | 0 | 7.26 | 0 | 0
4 | 4" Pipe | 23 | 10% | 25.3 | LFT |  | 0 | 0 | 5.06 | 0 | 0
5 | 6" Pipe | 69 | 10% | 75.9 | LFT |  | 0 | 0 | 15.18 | 0 | 0
6 | 4" Elbow 45° | 10 | 0% | 10 | EA |  | 0 | 0 | 5 | 0 | 0
7 | 2" Elbow 45° | 21 | 0% | 21 | EA |  | 0 | 0 | 10.5 | 0 | 0
8 | 6" Elbow 45° | 2 | 0% | 2 | EA |  | 0 | 0 | 1 | 0 | 0
9 | 3" Elbow 45° | 5 | 0% | 5 | EA |  | 0 | 0 | 2.5 | 0 | 0
10 | 4" - 3" - 6 " Tee | 1 | 0% | 1 | EA |  | 0 | 0 | 0.5 | 0 | 0
11 | 4" - 2" - 6 " Tee | 1 | 0% | 1 | EA |  | 0 | 0 | 0.5 | 0 | 0
12 | 6" - 4" - 6 " Tee | 7 | 0% | 7 | EA |  | 0 | 0 | 3.5 | 0 | 0
13 | 4" - 3" - 2 " Tee | 1 | 0% | 1 | EA |  | 0 | 0 | 0.5 | 0 | 0
14 | 4" - 2" - 4 " Tee | 6 | 0% | 6 | EA |  | 0 | 0 | 3 | 0 | 0
15 | 4" -3" - 4 " Tee | 2 | 0% | 2 | EA |  | 0 | 0 | 1 | 0 | 0
16 | 2" - 2" - 2 " Tee | 1 | 0% | 1 | EA |  | 0 | 0 | 0.5 | 0 | 0
17 | 6" - 2" -6 " Tee | 3 | 0% | 3 | EA |  | 0 | 0 | 1.5 | 0 | 0
18 | 6" - 3" - 6 " Tee | 1 | 0% | 1 | EA |  | 0 | 0 | 0.5 | 0 | 0
19 | 6" - 6" - 6 " Tee | 1 | 0% | 1 | EA |  | 0 | 0 | 0.5 | 0 | 0
20 | 3"- 2" -3 " Tee | 1 | 0% | 1 | EA |  | 0 | 0 | 0.5 | 0 | 0
Pipe Material: HUBLESS CAST IRON
VENT (V) PIPE & FITTINGS
1 | 2" Pipe | 54 | 10% | 59.4 | LFT |  | 0 | 0 | 5.94 | 0 | 0
2 | 2" Elbow 45 ° | 1 | 0% | 1 | EA |  | 0 | 0 | 0.5 | 0 | 0
3 | 2" Elbow 90 ° | 9 | 0% | 9 | EA |  | 0 | 0 | 4.5 | 0 | 0
4 | 2" - 2" - 2 " Tee | 10 | 10% | 11 | LFT |  | 0 | 0 | 5.5 | 0 | 0
Pipe Material: HUBLESS CAST IRON
SUMP PUMP DISCHARGE (SPD) PIPE & FITTINGS
1 | 2" Pipe | 51 | 10% | 56.1 | LFT |  | 0 | 0 | 5.61 | 0 | 0
2 | 2 " Elbow 45 ° | 1 | 0% | 1 | EA |  | 0 | 0 | 0.5 | 0 | 0
3 | 2" Globe Valve | 2 | 0% | 2 | EA |  | 0 | 0 | 1 | 0 | 0
4 | 2" Non Return Valve | 2 | 0% | 2 | EA |  | 0 | 0 | 1 | 0 | 0
Pipe Material: Schedule 40 Galvanized Steel
PLUMBING BASEMENT BELOW SLAB PLAN
COMBINATION WASTE & VENT (CWV) PIPE & FITTINGS
1 | 3" Pipe | 93 | 10% | 102.3 | LFT |  | 0 | 0 | 10.23 | 0 | 0
2 | 3" Elbow 45 ° | 4 | 0% | 4 | EA |  | 0 | 0 | 2 | 0 | 0
3 | 3" - 3" - 3 " Tee | 2 | 0% | 2 | EA |  | 0 | 0 | 1 | 0 | 0
4 | 3" - 2" Reducer | 1 | 0% | 1 | EA |  | 0 | 0 | 0.5 | 0 | 0
Pipe Material: SERVICE WEIGHT CAST IRON
VENT (V) PIPE & FITTINGS
1 | 2" Pipe | 6 | 10% | 6.6 | LFT |  | 0 | 0 | 0.66 | 0 | 0
2 | 2" Elbow 90 ° | 1 | 0% | 1 | EA |  | 0 | 0 | 0.5 | 0 | 0
Pipe Material: SERVICE WEIGHT CAST IRON
SOIL (S) PIPE & FITTINGS
1 | 4" Pipe | 147 | 10% | 161.7 | LFT |  | 0 | 0 | 32.34 | 0 | 0
2 | 6" Pipe | 16 | 10% | 17.6 | LFT |  | 0 | 0 | 3.52 | 0 | 0
3 | 3" Pipe | 80 | 10% | 88 | LFT |  | 0 | 0 | 8.8 | 0 | 0
4 | 4" - 4" -4 " Tee | 6 | 0% | 6 | EA |  | 0 | 0 | 3 | 0 | 0
5 | 4" Elbow 45 ° | 6 | 0% | 6 | EA |  | 0 | 0 | 3 | 0 | 0
6 | 3" - 3" -3 " Tee | 3 | 0% | 3 | EA |  | 0 | 0 | 1.5 | 0 | 0
7 | 3" Elbow 45 ° | 2 | 0% | 2 | EA |  | 0 | 0 | 1 | 0 | 0
8 | 3"-2"3" Tee | 1 | 0% | 1 | EA |  | 0 | 0 | 0.5 | 0 | 0
9 | 4" - 3" -4 " Tee | 1 | 0% | 1 | EA |  | 0 | 0 | 0.5 | 0 | 0
10 | 6" - 4" -6 " Tee | 2 | 0% | 2 | EA |  | 0 | 0 | 1 | 0 | 0
11 | 6" -6" -6 " Tee | 6 | 0% | 6 | EA |  | 0 | 0 | 3 | 0 | 0
12 | 6" Elbow 45 ° | 8 | 0% | 8 | EA |  | 0 | 0 | 4 | 0 | 0
Pipe Material: SERVICE WEIGHT CAST IRON
GREASED WATER (GW) PIPE & FITTINGS
1 | 4" Pipe | 37 | 10% | 40.7 | LFT |  | 0 | 0 | 8.14 | 0 | 0
2 | 4" Elbow 45 ° | 12 | 0% | 12 | EA |  | 0 | 0 | 6 | 0 | 0
3 | 4" - 4" -4 " Tee | 8 | 0% | 8 | EA |  | 0 | 0 | 4 | 0 | 0
Pipe Material for GW Pipe is not given
1st FLOOR PLAN
COOLING WATER (CW) PIPE & FITTINGS
1 | 1/2 " Pipe | 18 | 10% | 19.8 | LFT |  | 0 | 0 | 1.98 | 0 | 0
2 | 1.5 " Pipe | 54 | 10% | 59.4 | LFT |  | 0 | 0 | 5.94 | 0 | 0
3 | 1.25 " Pipe | 62 | 10% | 68.2 | LFT |  | 0 | 0 | 6.82 | 0 | 0
4 | 1" Pipe | 32 | 10% | 35.2 | LFT |  | 0 | 0 | 3.52 | 0 | 0
5 | 1" Elbow 90 ° | 10 | 0% | 10 | EA |  | 0 | 0 | 5 | 0 | 0
6 | 1.25" Elbow 90 ° | 1 | 0% | 1 | EA |  | 0 | 0 | 0.5 | 0 | 0
7 | 1.5" Ball Valve | 4 | 0% | 4 | EA |  | 0 | 0 | 2 | 0 | 0
8 | 1.5" Elbow 90 ° | 8 | 0% | 8 | EA |  | 0 | 0 | 4 | 0 | 0
9 | 1/2" Elbow 90 ° | 1 | 0% | 1 | EA |  | 0 | 0 | 0.5 | 0 | 0
10 | 1" -1" -1" Tee | 9 | 0% | 9 | EA |  | 0 | 0 | 4.5 | 0 | 0
11 | 1.5" -1.5" -1.5" Tee | 3 | 0% | 3 | EA |  | 0 | 0 | 1.5 | 0 | 0
12 | 1" Ball Valve | 2 | 0% | 2 | EA |  | 0 | 0 | 1 | 0 | 0
13 | 1/2" -1/2" -1" Tee | 1 | 0% | 1 | EA |  | 0 | 0 | 0.5 | 0 | 0
14 | 1/2" -1/2" -1/2" Tee | 1 | 0% | 1 | EA |  | 0 | 0 | 0.5 | 0 | 0
15 | 1/2" Ball Valve | 4 | 0% | 4 | EA |  | 0 | 0 | 2 | 0 | 0
16 | 1.25" -1.25" -1.25" Tee | 3 | 0% | 3 | EA |  | 0 | 0 | 1.5 | 0 | 0
17 | 1.25" Ball Valve | 10 | 0% | 10 | EA |  | 0 | 0 | 5 | 0 | 0
Pipe Material: TYPE L HARD DRAWN COPPER
STORM DRAIN (ST) PIPE & FITTINGS
1 | 4" Pipe | 51 | 10% | 56.1 | LFT |  | 0 | 0 | 11.22 | 0 | 0
2 | 4" Elbow 45 ° | 1 | 0% | 1 | EA |  | 0 | 0 | 0.5 | 0 | 0
3 | 4" Elbow 90 ° | 1 | 0% | 1 | EA |  | 0 | 0 | 0.5 | 0 | 0
Pipe Material: HUBLESS CAST IRON
HOT WATER (HW) PIPE & FITTINGS
1 | 1/2 " Pipe | 11 | 10% | 12.1 | LFT |  | 0 | 0 | 1.21 | 0 | 0
2 | 1.5 " Pipe | 66 | 10% | 72.6 | LFT |  | 0 | 0 | 7.26 | 0 | 0
3 | 1" Pipe | 48 | 10% | 52.8 | LFT |  | 0 | 0 | 5.28 | 0 | 0
4 | 1.25" Pipe | 69 | 10% | 75.9 | LFT |  | 0 | 0 | 7.59 | 0 | 0
5 | 1.25" -1.25" -1.25 " Tee | 3 | 0% | 3 | EA |  | 0 | 0 | 1.5 | 0 | 0
6 | 1.25" Elbow 90 ° | 2 | 0% | 2 | EA |  | 0 | 0 | 1 | 0 | 0
7 | 1.25" -1/2" -1.25 " Tee | 1 | 0% | 1 | EA |  | 0 | 0 | 0.5 | 0 | 0
8 | 1.5" Elbow 90 ° | 6 | 0% | 6 | EA |  | 0 | 0 | 3 | 0 | 0
9 | 1.5" 1-1/2" - 1.5 " Tee | 2 | 0% | 2 | EA |  | 0 | 0 | 1 | 0 | 0
10 | 1.5" Ball Valve | 10 | 0% | 10 | EA |  | 0 | 0 | 5 | 0 | 0
11 | 1" Elbow 90 ° | 2 | 0% | 2 | EA |  | 0 | 0 | 1 | 0 | 0
12 | 1" -1" -1" Tee | 2 | 0% | 2 | EA |  | 0 | 0 | 1 | 0 | 0
13 | 1" Ball Valve | 2 | 0% | 2 | EA |  | 0 | 0 | 1 | 0 | 0
14 | 1.25" Ball Valve | 5 | 0% | 5 | EA |  | 0 | 0 | 2.5 | 0 | 0
Pipe Material: TYPE L HARD DRAWN COPPER
VENT (V) PIPE & FITTINGS
1 | 2" Pipe | 20 | 10% | 22 | LFT |  | 0 | 0 | 2.2 | 0 | 0
2 | 3" Pipe | 87 | 10% | 95.7 | LFT |  | 0 | 0 | 9.57 | 0 | 0
3 | 3" Elbow 90 ° | 15 | 0% | 15 | EA |  | 0 | 0 | 7.5 | 0 | 0
4 | 3" -3" -3" Tee | 11 | 0% | 11 | EA |  | 0 | 0 | 5.5 | 0 | 0
5 | 3" -2" -2" Tee | 1 | 0% | 1 | EA |  | 0 | 0 | 0.5 | 0 | 0
Pipe Material: HUBLESS CAST IRON
SOIL (S) PIPE & FITTINGS
1 | 4" Pipe | 62 | 10% | 68.2 | LFT |  | 0 | 0 | 13.64 | 0 | 0
Pipe Material: HUBLESS CAST IRON
BASEMENT WATER GAS PLAN
COOLING WATER (CW) PIPE & FITTINGS
1 | 2" Pipe | 136 | 10% | 149.6 | LFT |  | 0 | 0 | 14.96 | 0 | 0
2 | 3" Pipe | 135 | 10% | 148.5 | LFT |  | 0 | 0 | 14.85 | 0 | 0
3 | 1.5" Pipe | 105 | 10% | 115.5 | LFT |  | 0 | 0 | 11.55 | 0 | 0
4 | 1.25" Pipe | 84 | 10% | 92.4 | LFT |  | 0 | 0 | 9.24 | 0 | 0
5 | 1/2" Pipe | 36 | 10% | 39.6 | LFT |  | 0 | 0 | 3.96 | 0 | 0
6 | 3 " Ball Valve | 3 | 0% | 3 | EA |  | 0 | 0 | 1.5 | 0 | 0
7 | 3" Non Return Valve | 4 | 0% | 4 | EA |  | 0 | 0 | 2 | 0 | 0
8 | 3" Elbow 90 ° | 8 | 0% | 8 | EA |  | 0 | 0 | 4 | 0 | 0
9 | 3" -1/2" -3" Tee | 1 | 0% | 1 | EA |  | 0 | 0 | 0.5 | 0 | 0
10 | 1/2" Elbow 90 ° | 3 | 0% | 3 | EA |  | 0 | 0 | 1.5 | 0 | 0
11 | 3" -2" -3" Tee | 1 | 0% | 1 | EA |  | 0 | 0 | 0.5 | 0 | 0
12 | 3" -3" -3" Tee | 4 | 0% | 4 | EA |  | 0 | 0 | 2 | 0 | 0
13 | 3" -1.5" -3" Tee | 2 | 0% | 2 | EA |  | 0 | 0 | 1 | 0 | 0
14 | 1.5" Elbow 90 ° | 4 | 0% | 4 | EA |  | 0 | 0 | 2 | 0 | 0
15 | 1.5" Ball Valve | 12 | 0% | 12 | EA |  | 0 | 0 | 6 | 0 | 0
16 | 3" -1.25" -2" Tee | 1 | 0% | 1 | EA |  | 0 | 0 | 0.5 | 0 | 0
17 | 3" Globe Valve | 8 | 0% | 8 | EA |  | 0 | 0 | 4 | 0 | 0
18 | 1.25" Elbow 90 ° | 2 | 0% | 2 | EA |  | 0 | 0 | 1 | 0 | 0
19 | 2" Elbow 90 ° | 8 | 0% | 8 | EA |  | 0 | 0 | 4 | 0 | 0
20 | 2" - 2" -2" Tee | 5 | 0% | 5 | EA |  | 0 | 0 | 2.5 | 0 | 0
21 | 3" -1.5" -2" Tee | 1 | 0% | 1 | EA |  | 0 | 0 | 0.5 | 0 | 0
22 | 2" - 1.5" -2" Tee | 1 | 0% | 1 | EA |  | 0 | 0 | 0.5 | 0 | 0
23 | 1.5" - 1.5" -1.5" Tee | 2 | 0% | 2 | EA |  | 0 | 0 | 1 | 0 | 0
24 | 1.25" Ball Valve | 5 | 0% | 5 | EA |  | 0 | 0 | 2.5 | 0 | 0
Pipe Material: TYPE L HARD DRAWN COPPER
NATURAL GAS (G) PIPE & FITTINGS
1 | 3" Pipe | 78 | 10% | 85.8 | LFT |  | 0 | 0 | 8.58 | 0 | 0
2 | 3" Elbow 90 ° | 4 | 0% | 4 | EA |  | 0 | 0 | 2 | 0 | 0
3 | 3" -3" -3" Tee | 4 | 0% | 4 | EA |  | 0 | 0 | 2 | 0 | 0
4 | 3" Gas Control Valve | 1 | 0% | 1 | EA |  | 0 | 0 | 0.5 | 0 | 0
Pipe Material: SCHEDULE 40 BLACK STEEL
HOT WATER (HW) PIPE & FITTINGS
1 | 1.5 " Pipe | 85 | 10% | 93.5 | LFT |  | 0 | 0 | 9.35 | 0 | 0
2 | 3/4" Pipe | 47 | 10% | 51.7 | LFT |  | 0 | 0 | 5.17 | 0 | 0
3 | 1.25"Pipe | 105 | 10% | 115.5 | LFT |  | 0 | 0 | 11.55 | 0 | 0
4 | 2" Pipe | 63 | 10% | 69.3 | LFT |  | 0 | 0 | 6.93 | 0 | 0
5 | 3/4" Flow Control Valve | 3 | 0% | 3 | EA |  | 0 | 0 | 1.5 | 0 | 0
6 | 1.5" Flow Control Valve | 7 | 0% | 7 | EA |  | 0 | 0 | 3.5 | 0 | 0
7 | 1.25" Flow Control Valve | [7 empty] | 0
8 | 2" Flow Control Valve | 1 | 0% | 1 | EA |  | 0 | 0 | 0.5 | 0 | 0
9 | 3/4"- 1.5"- 1.5" Tee | 2 | 0% | 2 | EA |  | 0 | 0 | 1 | 0 | 0
10 | 1.5"- 1,5"- 1.5" Tee | 5 | 0% | 5 | EA |  | 0 | 0 | 2.5 | 0 | 0
11 | 1.25"- 1.25"- 1.5" Tee | 1 | 0% | 1 | EA |  | 0 | 0 | 0.5 | 0 | 0
12 | 1.25" Ball Valve | 7 | 0% | 7 | EA |  | 0 | 0 | 3.5 | 0 | 0
13 | 3/4"- 3/4"- 2" Tee | 1 | 0% | 1 | EA |  | 0 | 0 | 0.5 | 0 | 0
14 | 1.5" Ball Valve | 12 | 0% | 12 | EA |  | 0 | 0 | 6 | 0 | 0
15 | 3/4"- 1.5"- 1.25" Tee | 1 | 0% | 1 | EA |  | 0 | 0 | 0.5 | 0 | 0
16 | 1.5" Elbow 90 ° | 4 | 0% | 4 | EA |  | 0 | 0 | 2 | 0 | 0
17 | 2" Elbow 90 ° | 1 | 0% | 1 | EA |  | 0 | 0 | 0.5 | 0 | 0
18 | 1.25" Elbow 90 ° | 1 | 0% | 1 | EA |  | 0 | 0 | 0.5 | 0 | 0
Pipe Material: TYPE L HARD DRAWN COPPER
5th & 6th FLOOR PLAN
COOLING WATER (CW) PIPE & FITTINGS
1 | 1" Pipe | 42 | 10% | 46.2 | LFT |  | 0 | 0 | 4.62 | 0 | 0
2 | 1.5"Pipe | 85 | 10% | 93.5 | LFT |  | 0 | 0 | 9.35 | 0 | 0
3 | 1.25" Pipe | 98 | 10% | 107.8 | LFT |  | 0 | 0 | 10.78 | 0 | 0
4 | 1.25"- 1.25"- 1.25" Tee | 6 | 0% | 6 | EA |  | 0 | 0 | 3 | 0 | 0
5 | 1.25" Elbow 90 ° | 8 | 0% | 8 | EA |  | 0 | 0 | 4 | 0 | 0
6 | 1.5" Elbow 90 ° | 8 | 0% | 8 | EA |  | 0 | 0 | 4 | 0 | 0
7 | 1.25" Ball Valve | 10 | 0% | 10 | EA |  | 0 | 0 | 5 | 0 | 0
8 | 1.5"- 1.5"- 1.5" Tee | 16 | 0% | 16 | EA |  | 0 | 0 | 8 | 0 | 0
9 | 1.5" Ball Valve | 18 | 0% | 18 | EA |  | 0 | 0 | 9 | 0 | 0
10 | 1" Ball Valve | 6 | 0% | 6 | EA |  | 0 | 0 | 3 | 0 | 0
11 | 1"-1"-1" Tee | 8 | 0% | 8 | EA |  | 0 | 0 | 4 | 0 | 0
12 | 1" Elbow 90 ° | 6 | 10% | 6.6 | LFT |  | 0 | 0 | 3.3 | 0 | 0
Pipe Material: TYPE L HARD DRAWN COPPER
HOT WATER (HW) PIPE & FITTINGS
1 | 1.25" Pipe | 84 | 10% | 92.4 | LFT |  | 0 | 0 | 9.24 | 0 | 0
2 | 1.5" Pipe | 90 | 10% | 99 | LFT |  | 0 | 0 | 9.9 | 0 | 0
3 | 1"Pipe | 64 | 10% | 70.4 | LFT |  | 0 | 0 | 7.04 | 0 | 0
4 | 1.25" Elbow 90 ° | 8 | 0% | 8 | EA |  | 0 | 0 | 4 | 0 | 0
5 | 1.5"- 1.5"- 1.5" Tee | 10 | 0% | 10 | EA |  | 0 | 0 | 5 | 0 | 0
6 | 1.5" Elbow 90 ° | 8 | 0% | 8 | EA |  | 0 | 0 | 4 | 0 | 0
7 | 1.5" Ball Valve | 14 | 0% | 14 | EA |  | 0 | 0 | 7 | 0 | 0
8 | 1.25"- 1.25"- 1.25" Tee | 2 | 0% | 2 | EA |  | 0 | 0 | 1 | 0 | 0
9 | 1" Ball Valve | 5 | 0% | 5 | EA |  | 0 | 0 | 2.5 | 0 | 0
10 | 1"-1"-1" Tee | 2 | 0% | 2 | EA |  | 0 | 0 | 1 | 0 | 0
11 | 1" Elbow 90 ° | 2 | 0% | 2 | EA |  | 0 | 0 | 1 | 0 | 0
Pipe Material: TYPE L HARD DRAWN COPPER
VENT (V) PIPE & FITTINGS
1 | 3" Pipe | 118 | 10% | 129.8 | LFT |  | 0 | 0 | 12.98 | 0 | 0
2 | 3" Elbow 90 ° | 10 | 0% | 10 | EA |  | 0 | 0 | 5 | 0 | 0
3 | 3" -3" -3" Tee | 16 | 0% | 16 | EA |  | 0 | 0 | 8 | 0 | 0
Pipe Material: HUBLESS CAST IRON
SOIL (S) PIPE & FITTINGS
1 | 4" Pipe | 80 | 10% | 88 | LFT |  | 0 | 0 | 17.6 | 0 | 0
2 | 4" Elbow 45 ° | 8 | 0% | 8 | EA |  | 0 | 0 | 4 | 0 | 0
Pipe Material: HUBLESS CAST IRON
2ND - 4TH FLOOR PLAN
COOLING WATER (CW) PIPE & FITTINGS
1 | 1/2" Pipe | 87 | 10% | 95.7 | LFT |  | 0 | 0 | 9.57 | 0 | 0
2 | 3/4" Pipe | 48 | 10% | 52.8 | LFT |  | 0 | 0 | 5.28 | 0 | 0
3 | 1.25" Pipe | 96 | 10% | 105.6 | LFT |  | 0 | 0 | 10.56 | 0 | 0
4 | 1.5" Pipe | 82 | 10% | 90.2 | LFT |  | 0 | 0 | 9.02 | 0 | 0
5 | 1" Pipe | 14 | 10% | 15.4 | LFT |  | 0 | 0 | 1.54 | 0 | 0
6 | 1.25"- 1.25"- 1,25" Tee | 3 | 0% | 3 | EA |  | 0 | 0 | 1.5 | 0 | 0
7 | 1.25" Elbow 90 ° | 6 | 0% | 6 | EA |  | 0 | 0 | 3 | 0 | 0
8 | 1/2" Elbow 90 ° | 15 | 0% | 15 | EA |  | 0 | 0 | 7.5 | 0 | 0
9 | 1/2"- 1/2"- 1/2" Tee | 3 | 0% | 3 | EA |  | 0 | 0 | 1.5 | 0 | 0
10 | 1/2"- 1"- 1" Tee | 3 | 0% | 3 | EA |  | 0 | 0 | 1.5 | 0 | 0
11 | 1/2"- 1/2"- 3/4" Tee | 3 | 0% | 3 | EA |  | 0 | 0 | 1.5 | 0 | 0
12 | 3/4" Elbow 90 ° | 3 | 0% | 3 | EA |  | 0 | 0 | 1.5 | 0 | 0
13 | 3/4"- 3/4"- 3/4" Tee | 3 | 0% | 3 | EA |  | 0 | 0 | 1.5 | 0 | 0
14 | 3/4"- 3/4"- 1/2" Tee | 3 | 0% | 3 | EA |  | 0 | 0 | 1.5 | 0 | 0
15 | 1.5"- 1.5"- 1.5" Tee | 15 | 0% | 15 | EA |  | 0 | 0 | 7.5 | 0 | 0
16 | 1.5" Ball Valve | 7 | 0% | 7 | EA |  | 0 | 0 | 3.5 | 0 | 0
17 | 1.25" Ball Valve | 11 | 0% | 11 | EA |  | 0 | 0 | 5.5 | 0 | 0
18 | 1.5" Elbow 90 ° | 3 | 0% | 3 | EA |  | 0 | 0 | 1.5 | 0 | 0
19 | 3/4" Globe Valve | 3 | 0% | 3 | EA |  | 0 | 0 | 1.5 | 0 | 0
Pipe Material: TYPE L HARD DRAWN COPPER
HOT WATER (HW) PIPE & FITTINGS
1 | 1/2" Pipe | 90 | 10% | 99 | LFT |  | 0 | 0 | 9.9 | 0 | 0
2 | 1.25" Pipe | 69 | 10% | 75.9 | LFT |  | 0 | 0 | 7.59 | 0 | 0
3 | 1" Pipe | 45 | 10% | 49.5 | LFT |  | 0 | 0 | 4.95 | 0 | 0
4 | 1.5" Pipe | 83 | 10% | 91.3 | LFT |  | 0 | 0 | 9.13 | 0 | 0
5 | 1.25" Elbow 90 ° | 6 | 0% | 6 | EA |  | 0 | 0 | 3 | 0 | 0
6 | 1.5"- 1.5"- 1.5" Tee | 9 | 0% | 9 | EA |  | 0 | 0 | 4.5 | 0 | 0
7 | 1.5" Elbow 90 ° | 6 | 0% | 6 | EA |  | 0 | 0 | 3 | 0 | 0
8 | 1.5" Ball Valve | 2 | 0% | 2 | EA |  | 0 | 0 | 1 | 0 | 0
9 | 1.5"- 1/2"- 1.5" Tee | 6 | 0% | 6 | EA |  | 0 | 0 | 3 | 0 | 0
10 | 1.25" Ball Valve | 10 | 0% | 10 | EA |  | 0 | 0 | 5 | 0 | 0
11 | 1/2" Elbow 90 ° | 15 | 0% | 15 | EA |  | 0 | 0 | 7.5 | 0 | 0
12 | 1"- 1/2"- 1/2" Tee | 3 | 0% | 3 | EA |  | 0 | 0 | 1.5 | 0 | 0
Pipe Material: TYPE L HARD DRAWN COPPER
VENT (V) PIPE & FITTINGS
1 | 3" Pipe | 97 | 10% | 106.7 | LFT |  | 0 | 0 | 10.67 | 0 | 0
2 | 3" Elbow 90 ° | 15 | 0% | 15 | EA |  | 0 | 0 | 7.5 | 0 | 0
3 | 3" -3" -3" Tee | 12 | 0% | 12 | EA |  | 0 | 0 | 6 | 0 | 0
Pipe Material: HUBLESS CAST IRON
SOIL (S) PIPE & FITTINGS
1 | 4" Pipe | 95 | 10% | 104.5 | LFT |  | 0 | 0 | 20.9 | 0 | 0
Pipe Material: HUBLESS CAST IRON
7TH FLOOR PLAN
COOLING WATER (CW) PIPE & FITTINGS
1 | 1.25" Pipe | 49 | 10% | 53.9 | LFT |  | 0 | 0 | 5.39 | 0 | 0
2 | 1.5"Pipe | 46 | 10% | 50.6 | LFT |  | 0 | 0 | 5.06 | 0 | 0
3 | 1/2" Pipe | 14 | 10% | 15.4 | LFT |  | 0 | 0 | 1.54 | 0 | 0
4 | 3/4" Pipe | 12 | 10% | 13.2 | LFT |  | 0 | 0 | 1.32 | 0 | 0
5 | 1.5"- 1/2"- 3/4" Tee | 1 | 0% | 1 | EA |  | 0 | 0 | 0.5 | 0 | 0
6 | 3/4" Elbow 90 ° | 1 | 0% | 1 | EA |  | 0 | 0 | 0.5 | 0 | 0
7 | 1.25"- 1.25"- 1.25" Tee | 2 | 0% | 2 | EA |  | 0 | 0 | 1 | 0 | 0
8 | 1.25" Elbow 90 ° | 5 | 0% | 5 | EA |  | 0 | 0 | 2.5 | 0 | 0
9 | 1.25" Ball Valve | 2 | 0% | 2 | EA |  | 0 | 0 | 1 | 0 | 0
10 | 1/2"- 1/2"- 1/2" Tee | 2 | 0% | 2 | EA |  | 0 | 0 | 1 | 0 | 0
11 | 1/2" Elbow 90 ° | 1 | 0% | 1 | EA |  | 0 | 0 | 0.5 | 0 | 0
12 | 1.5" Elbow 90 ° | 2 | 0% | 2 | EA |  | 0 | 0 | 1 | 0 | 0
13 | 1.5" Ball Valve | 3 | 0% | 3 | EA |  | 0 | 0 | 1.5 | 0 | 0
14 | 1.5"- 1.5"- 1.5" Tee | 3 | 0% | 3 | EA |  | 0 | 0 | 1.5 | 0 | 0
Pipe Material: TYPE L HARD DRAWN COPPER
HOT WATER (HW) PIPE & FITTINGS
1 | 1.25" Pipe | 60 | 10% | 66 | LFT |  | 0 | 0 | 6.6 | 0 | 0
2 | 1.5" Pipe | 47 | 10% | 51.7 | LFT |  | 0 | 0 | 5.17 | 0 | 0
3 | 1/2" Pipe | 6 | 10% | 6.6 | LFT |  | 0 | 0 | 0.66 | 0 | 0
4 | 3/4" Pipe | 45 | 10% | 49.5 | LFT |  | 0 | 0 | 4.95 | 0 | 0
5 | 3/4" Elbow 90 ° | 1 | 0% | 1 | EA |  | 0 | 0 | 0.5 | 0 | 0
6 | 1.25" Elbow 90 ° | 8 | 0% | 8 | EA |  | 0 | 0 | 4 | 0 | 0
7 | 1.5" Elbow 90 ° | 5 | 0% | 5 | EA |  | 0 | 0 | 2.5 | 0 | 0
8 | 1.5" Ball Valve | 3 | 0% | 3 | EA |  | 0 | 0 | 1.5 | 0 | 0
9 | 1.5"- 1/2"- 3/4" Tee | 1 | 0% | 1 | EA |  | 0 | 0 | 0.5 | 0 | 0
10 | 1.25"- 1.25"- 1.25" Tee | 3 | 0% | 3 | EA |  | 0 | 0 | 1.5 | 0 | 0
11 | 1.5"- 1.5"- 1.5" Tee | 2 | 0% | 2 | EA |  | 0 | 0 | 1 | 0 | 0
Pipe Material: TYPE L HARD DRAWN COPPER
VENT (V) PIPE & FITTINGS
1 | 3" Pipe | 67 | 10% | 73.7 | LFT |  | 0 | 0 | 7.37 | 0 | 0
2 | 3" Elbow 90 ° | 11 | 0% | 11 | EA |  | 0 | 0 | 5.5 | 0 | 0
3 | 3" -3" -3" Tee | 5 | 0% | 5 | EA |  | 0 | 0 | 2.5 | 0 | 0
Pipe Material: HUBLESS CAST IRON
SOIL (S) PIPE & FITTINGS
1 | 4" Pipe | 72 | 10% | 79.2 | LFT |  | 0 | 0 | 15.84 | 0 | 0
Pipe Material: HUBLESS CAST IRON
8TH FLOOR PLAN
STORM DRAIN (ST) PIPE & FITTINGS
1 | 3" Pipe | 144 | 10% | 158.4 | LFT |  | 0 | 0 | 15.84 | 0 | 0
2 | 4'' Pipe | 61 | 10% | 67.1 | LFT |  | 0 | 0 | 13.42 | 0 | 0
3 | 3" Elbow 45 ° | 2 | 0% | 2 | EA |  | 0 | 0 | 1 | 0 | 0
4 | 4" -3" -3" Tee | 2 | 0% | 2 | EA |  | 0 | 0 | 1 | 0 | 0
Pipe Material: HUBLESS CAST IRON
COOLING WATER (CW) PIPE & FITTINGS
1 | 1.25" Pipe | 52 | 10% | 57.2 | LFT |  | 0 | 0 | 5.72 | 0 | 0
2 | 1.5" Pipe | 42 | 10% | 46.2 | LFT |  | 0 | 0 | 4.62 | 0 | 0
3 | 1/2" Pipe | 11 | 10% | 12.1 | LFT |  | 0 | 0 | 1.21 | 0 | 0
4 | 1" Pipe | 8 | 10% | 8.8 | LFT |  | 0 | 0 | 4.4 | 0 | 0
5 | 1.25" Elbow 90 ° | 6 | 0% | 6 | EA |  | 0 | 0 | 3 | 0 | 0
6 | 1.25"- 1.25"- 1.25" Tee | 3 | 0% | 3 | EA |  | 0 | 0 | 1.5 | 0 | 0
7 | 1.25"- 1.25"- 1/2" Tee | 1 | 0% | 1 | EA |  | 0 | 0 | 0.5 | 0 | 0
8 | 1/2" Elbow 90 ° | 1 | 0% | 1 | EA |  | 0 | 0 | 0.5 | 0 | 0
9 | 1.5" Ball Valve | 1 | 0% | 1 | EA |  | 0 | 0 | 0.5 | 0 | 0
10 | 1" Elbow 90 ° | 3 | 0% | 3 | EA |  | 0 | 0 | 1.5 | 0 | 0
11 | 1"- 1"- 1" Tee | 1 | 0% | 1 | EA |  | 0 | 0 | 0.5 | 0 | 0
Pipe Material: TYPE L HARD DRAWN COPPER
HOT WATER (HW) PIPE & FITTINGS
1 | 1.25" Pipe | 68 | 10% | 74.8 | LFT |  | 0 | 0 | 7.48 | 0 | 0
2 | 1.5" Pipe | 43 | 10% | 47.3 | LFT |  | 0 | 0 | 4.73 | 0 | 0
3 | 2" Pipe | 84 | 10% | 92.4 | LFT |  | 0 | 0 | 9.24 | 0 | 0
4 | 1" Pipe | 28 | 10% | 30.8 | LFT |  | 0 | 0 | 3.08 | 0 | 0
5 | 1.25"- 1.25"- 1.25" Tee | 1 | 0% | 1 | EA |  | 0 | 0 | 0.5 | 0 | 0
6 | 1.25" Elbow 90 ° | 4 | 0% | 4 | EA |  | 0 | 0 | 2 | 0 | 0
7 | 1.25"- 2"- 1.25" Tee | 3 | 0% | 3 | EA |  | 0 | 0 | 1.5 | 0 | 0
8 | 2"- 2"- 1.25" Tee | 1 | 0% | 1 | EA |  | 0 | 0 | 0.5 | 0 | 0
9 | 1.25"- 1.5"- 1.5" Tee | 1 | 0% | 1 | EA |  | 0 | 0 | 0.5 | 0 | 0
10 | 1.25" Ball Valve | 2 | 0% | 2 | EA |  | 0 | 0 | 1 | 0 | 0
11 | 1.5" Elbow 90 ° | 1 | 0% | 1 | EA |  | 0 | 0 | 0.5 | 0 | 0
12 | 1.5" Ball Valve | 1 | 0% | 1 | EA |  | 0 | 0 | 0.5 | 0 | 0
13 | 2"- 2"- 2" Tee | 2 | 0% | 2 | EA |  | 0 | 0 | 1 | 0 | 0
14 | 2" Elbow 90 ° | 2 | 0% | 2 | EA |  | 0 | 0 | 1 | 0 | 0
15 | 1" Elbow 90 ° | 2 | 0% | 2 | EA |  | 0 | 0 | 1 | 0 | 0
16 | 1" - 2" - 1" Tee | 1 | 0% | 1 | EA |  | 0 | 0 | 0.5 | 0 | 0
Pipe Material: TYPE L HARD DRAWN COPPER
VENT (V) PIPE & FITTINGS
1 | 3" Pipe | 164 | 10% | 180.4 | LFT |  | 0 | 0 | 18.04 | 0 | 0
2 | 3" Elbow 90 ° | 14 | 0% | 14 | EA |  | 0 | 0 | 7 | 0 | 0
3 | 3" -3" -3" Tee | 12 | 0% | 12 | EA |  | 0 | 0 | 6 | 0 | 0
4 | 3" Elbow 45 ° | 1 | 0% | 1 | EA |  | 0 | 0 | 0.5 | 0 | 0
Pipe Material: HUBLESS CAST IRON
SOIL (S) PIPE & FITTINGS
1 | 4" Pipe | 33 | 10% | 36.3 | LFT |  | 0 | 0 | 7.26 | 0 | 0
2 | 2" Pipe | 8 | 10% | 8.8 | LFT |  | 0 | 0 | 0.88 | 0 | 0
3 | 2"- 4" -2" Tee | 1 | 0% | 1 | EA |  | 0 | 0 | 0.5 | 0 | 0
4 | 2" Elbow 45 ° | 1 | 0% | 1 | EA |  | 0 | 0 | 0.5 | 0 | 0
5 | 4" Elbow 45 ° | 1 | 0% | 1 | EA |  | 0 | 0 | 0.5 | 0 | 0
Pipe Material: HUBLESS CAST IRON
ROOF PLAN
COOLING WATER (CW) PIPE & FITTINGS
1 | 1.25" Pipe | 12 | 10% | 13.2 | LFT |  | 0 | 0 | 1.32 | 0 | 0
2 | 1.25" Elbow 90 ° | 2 | 0% | 2 | EA |  | 0 | 0 | 1 | 0 | 0
3 | 1.25"- 1.25"- 1.25" Tee | 3 | 0% | 3 | EA |  | 0 | 0 | 1.5 | 0 | 0
Pipe Material: TYPE L HARD DRAWN COPPER
HOT WATER (HW) PIPE & FITTINGS
1 | 2.5 " Pipe | 2 | 10% | 2.2 | LFT |  | 0 | 0 | 0.22 | 0 | 0
2 | 3/4" Pipe | 3 | 10% | 3.3 | LFT |  | 0 | 0 | 0.33 | 0 | 0
3 | 2.5"- 2.5"- 2-.5" Tee | 2 | 0% | 2 | EA |  | 0 | 0 | 1 | 0 | 0
4 | 2.5" Elbow 90 ° | 1 | 0% | 1 | EA |  | 0 | 0 | 0.5 | 0 | 0
5 | 3/4" Elbow 90 ° | 3 | 0% | 3 | EA |  | 0 | 0 | 1.5 | 0 | 0
Pipe Material: TYPE L HARD DRAWN COPPER
NATURAL GAS (NG) PIPE & FITTINGS
1 | 1.5" Pipe | 24 | 10% | 26.4 | LFT |  | 0 | 0 | 2.64 | 0 | 0
2 | 2" Pipe | 18 | 10% | 19.8 | LFT |  | 0 | 0 | 1.98 | 0 | 0
3 | 2.5" Pipe | 34 | 10% | 37.4 | LFT |  | 0 | 0 | 3.74 | 0 | 0
4 | 3" Pipe | 45 | 10% | 49.5 | LFT |  | 0 | 0 | 4.95 | 0 | 0
5 | 3" Elbow 90 ° | 3 | 0% | 3 | EA |  | 0 | 0 | 1.5 | 0 | 0
6 | 3" -3" -3" Tee | 3 | 0% | 3 | EA |  | 0 | 0 | 1.5 | 0 | 0
7 | 3" -3" -2.5" Tee | 1 | 0% | 1 | EA |  | 0 | 0 | 0.5 | 0 | 0
8 | 2.5" - 2" - 1.5" Tee | 1 | 0% | 1 | EA |  | 0 | 0 | 0.5 | 0 | 0
9 | 1.5" Elbow 90 ° | 1 | 0% | 1 | EA |  | 0 | 0 | 0.5 | 0 | 0
10 | 3" Gas Cock | 3 | 0% | 3 | EA |  | 0 | 0 | 1.5 | 0 | 0
11 | 2" Gas Cock | 7 | 0% | 7 | EA |  | 0 | 0 | 3.5 | 0 | 0
12 | 1.5 Gas Cock | 1 | 0% | 1 | EA |  | 0 | 0 | 0.5 | 0 | 0
13 | 2" Gas Control Valve | 1 | 0% | 1 | EA |  | 0 | 0 | 0.5 | 0 | 0
Pipe Material: SCHEDULE 40 BLACK STEEL
PENTHOUSE PLAN
COOLING WATER (CW) PIPE & FITTINGS
1 | 1/2" Pipe | 14 | 10% | 15.4 | LFT |  | 0 | 0 | 1.54 | 0 | 0
2 | 1" Pipe | 12 | 10% | 13.2 | LFT |  | 0 | 0 | 1.32 | 0 | 0
3 | 1/2"- 1/2"- 1" Tee | 1 | 0% | 1 | EA |  | 0 | 0 | 0.5 | 0 | 0
4 | 1" Elbow 90 ° | 2 | 0% | 2 | EA |  | 0 | 0 | 1 | 0 | 0
5 | 1" - 1" - 1" Tee | 1 | 0% | 1 | EA |  | 0 | 0 | 0.5 | 0 | 0
6 | 1/2"- 1"- 1" Tee | 1 | 0% | 1 | EA |  | 0 | 0 | 0.5 | 0 | 0
7 | 1/2" Elbow 90 ° | 2 | 0% | 2 | EA |  | 0 | 0 | 1 | 0 | 0
Pipe Material: TYPE L HARD DRAWN COPPER
STORM DRAIN (ST) PIPE & FITTINGS
1 | 3" Pipe | 49 | 10% | 53.9 | LFT |  | 0 | 0 | 5.39 | 0 | 0
2 | 3" Elbow 90 ° | 4 | 0% | 4 | EA |  | 0 | 0 |  | 0 | 0
Pipe Material: HUBLESS CAST IRON
HOT WATER (HW) PIPE & FITTINGS
1 | 1/2" Pipe | 26 | 10% | 28.6 | LFT |  | 0 | 0 | 2.86 | 0 | 0
2 | 1/2"- 1/2"- 1/2" Tee | 3 | 0% | 3 | EA |  | 0 | 0 | 1.5 | 0 | 0
3 | 1/2" Elbow 90 ° | 1 | 0% | 1 | EA |  | 0 | 0 | 0.5 | 0 | 0
Pipe Material: TYPE L HARD DRAWN COPPER
VENT (V) PIPE & FITTINGS
1 | 2" Pipe | 12 | 10% | 13.2 | LFT |  | 0 | 0 | 1.32 | 0 | 0
2 | 4" Pipe | 52 | 10% | 57.2 | LFT |  | 0 | 0 | 11.44 | 0 | 0
3 | 3" Pipe | 81 | 10% | 89.1 | LFT |  | 0 | 0 | 8.91 | 0 | 0
4 | 2" Elbow 90 ° | 2 | 0% | 2 | EA |  | 0 | 0 | 1 | 0 | 0
5 | 3" Elbow 90 ° | 2 | 0% | 2 | EA |  | 0 | 0 | 1 | 0 | 0
6 | 2"- 4"- 2" Tee | 1 | 0% | 1 | EA |  | 0 | 0 | 0.5 | 0 | 0
7 | 2"- 2"- 3" Tee | 1 | 0% | 1 | EA |  | 0 | 0 | 0.5 | 0 | 0
8 | 2"- 2"- 2" Tee | 1 | 0% | 1 | EA |  | 0 | 0 | 0.5 | 0 | 0
9 | 3"- 3"- 3" Tee | 1 | 0% | 1 | EA |  | 0 | 0 | 0.5 | 0 | 0
Pipe Material: HUBLESS CAST IRON
DEMOLITION
1 | Removal of Lavatory and its associated Sanitary and Domestic Water Piping | 45 | 0% | 45 | EA |  | 0 | 0 | 22.5 | 0 | 0
2 | Removal of Water Closet and its associated Sanitary and Domestic Water Piping | 27 | 0% | 27 | EA |  | 0 | 0 | 13.5 | 0 | 0
3 | Removal of Sump Pump andits associated Piping | 1 | 0% | 1 | EA |  | 0 | 0 | 0.5 | 0 | 0
PLUMBING FIXTURES
1 | CO [4" Clean out] | 1 | 0% | 1 | EA |  | 0 | 0 | 1 | 0 | 0
2 | DCV [DOUBLE CHECK VALVE BACKFLOW PREVENTER: WATTS # 719QT, MEETING ASSE 1015, CAST BRONZE BODY, SCREW DRIVER SLOTTED TEST COCKS, QUARTER TURN BALL VALVES.] | 1 | 0% | 1 | EA |  | 0 | 0 | 1 | 0 | 0
3 | DW [DISHWASHER: GENERAL ELECTRIC # GDF520PGJBB, 34" X 24" X 23-3/4" UNDERCOUNTER DISHWASHER IN BLACK.] | 21 | 0% | 21 | EA |  | 0 | 0 | 42 | 0 | 0
4 | FC [FLEXIBLE CONNECTOR: US HOSE. # A6, 2” X 12”LONG CORRUGATED 316L STAINLESS STEEL BELLOWS AND 304 STAINLESS STEEL SINGLE BRAID WITH MALE NPT THREADED CONNECTIONS WITH INTREGRAL HEX AND WITH A MAXIMUM OPERATING PRESSURE OF 280PSI.] | 1 | 0% | 1 | EA |  | 0 | 0 | 1 | 0 | 0
5 | FCO [FLOOR CLEANOUT: JAY R. SMITH, CAST IRON BODY, FLASHING FLANGE WITH CLAMPING COLLAR, ABS PLUG, AND ADJUSTABLE, ROUND, SECURED, NICKEL BRONZE, TOP. # 4031L] | 4 | 0% | 4 | EA |  | 0 | 0 | 4 | 0 | 0
6 | FCV FLOW CONTROL VALVE: FLOWDESIGN # ICSS "AUTOFLOW", SERIES 300 STAINLESS UNION BODY WITH NICKEL PLATED UNION NUT, STAINLESS STEEL PRESSURE COMPENSATING CARTRIDGE, MEETING NSF 61 ANNEX G, NAMEPLATE AND 1/2” VALVE BODY SIZE UNLESS SHOWN OTHERWISE ON PLANS. | 7 | 0% | 7 | EA |  | 0 | 0 | 7 | 0 | 0
7 | FD-1 FLOOR DRAIN: JAY R .SMITH # 2005L (-A), CAST IRON BODY AND CLAMPING COLLAR, ADJUSTABLE 6” ROUND NICKEL BRONZE STRAINER. PROVIDE TRAP PRIMER PORT IF TRAP | 3 | 0% | 3 | EA |  | 0 | 0 | 3 | 0 | 0
8 | FD-2 [EQUIPMENT FLOOR DRAIN: JAY R. SMITH # 2110L (-B), CAST IRON BODY, 8" ROUND, LOOSE, MEDIUM DUTY, CAST IRON GRATE, SEDIMENT BUCKET, BOTTOM OUTLET, SEEPAGE PAN, AND MEMBRANE FLASHING CLAMP. | 6 | 0% | 6 | EA |  | 0 | 0 | 6 | 0 | 0
9 | FD-3 [FLOOR DRAIN: JAY R. SMITH # 2141L (-B-M), 5”DEEP CAST IRON BODY, 12" ROUND, LOOSE, HEAVY DUTY, DUCTILE IRON GRATE, SEDIMENT BUCKET, BOTTOM OUTLET, SEEPAGE PAN. | 3 | 0% | 3 | EA |  | 0 | 0 | 3 | 0 | 0
10 | FS [FLOOR SINK: JAY R. SMITH # 3041C (-12), 6” DEEP CAST IRON BODY WITH ACID RESISTING ENAMELED INTERIOR, ANCHOR FLANGE WITH SEEPAGE HOLES, CLAMP COLLAR, WHITE ABS SEDIMENT BUCKET, AND 8-1/2” ROUND NICKEL BRONZE RIM AND HALF GRATE.] | 5 | 0% | 5 | EA |  | 0 | 0 | 15 | 0 | 0
11 | GSV GAS SOLENOID VALVE: ASCO # 8214H UL LISTED AND FM APPROVED FOR NATURAL GAS SERVICE, ALUMINUM BODY WITH GENERAL PURPOSE ENCLOSURE, FNPT CONNECTIONS, BUNA “N” SEAL, DIAPHRAGM AND DISC, 120V SINGLE PHASE, NORMALLY CLOSED TYPE, MOLDED | 1 | 0% | 1 | EA |  | 0 | 0 | 1 | 0 | 0
12 | GT GREASE INTERCEPTOR: SCHIER PRODUCTS GB-75, HDPE SEAMLESS HIGH DENSITY POLYETHYLENE BODY, 125 GALLON CAPACITY AND RATED FLOW RATE OF 75 GPM AND 616 POUNDS OF GREASE STORED, WITH INTEGRAL INLET AND OUTLET DIFFUSERS WITH ANIT-SIPHON AIR RELIEF, ONE 28” GASKETED COMPOSITE COVER. | 1 | 0% | 1 | EA |  | 0 | 0 | 1 | 0 | 0
13 | HD [HUB DRAIN: PROVIDE A P-TRAP BELOW FINISHED FLOOR AND STUB THE BELL END OF A CAST IRON PIPE 4” ABOVE FINISHED FLOOR. SIZE AS SHOWN ON FLOOR PLAN] | 1 | 0% | 1 | EA |  | 0 | 0 | 1 | 0 | 0
14 | IMB ICE MAKER BOX: GUY GRAY MODEL # BIM875, 20 GAUGE GALVANIZED STEEL BOX, 18 GAUGE STEEL FACEPLATE, BOTTOM INLET WATER SUPPLY WITH LEAD FREE 1/2" x 1/4" COMPRESSION ANGLE STOP VALVE. | 20 | 0% | 20 | EA |  | 0 | 0 | 20 | 0 | 0
15 | LV-1 [WALL-MOUNTED LAVATORY: DURAVIT # 045460.00 "VERO" 23-5/8" X 18-1/4" RECTANGULAR WALL MOUNTED WHITE VITREOUS CHINA FIXTURE WITH FAUCET LEDGE AND OVERFLOW. FAUCET- KOHLER # K-73050-7-CP 2” CENTERSET, VANDAL RESISTANT, LEAD FAUCET,CERAMIC QUARTER TURN CARTRIDGES AND 0.5 GPM AERATOR. | 58 | 0% | 58 | EA |  | 0 | 0 | 116 | 0 | 0
16 | LV-2 WALL-MOUNTED LAVATORY: DURAVIT # 0766350009 "ARCHITEC" 14-1/8" X 15" SEMICIRCULAR WALL MOUNTED WHITE VITREOUS CHINA FIXTURE WITH FAUCET LEDGE, FAUCET HOLE FAUCET- KOHLER # K-73050-7-CP 2”, VANDAL RESISTANT, LEAD FREE FAUCET, CERAMIC QUARTER TURN CARTRIDGES AND 0.5 GPM AERATOR. | 5 | 0% | 1 | EA |  | 0 | 0 | 10 | 0 | 0
17 | NWH [NON-FREEZE WALL HYDRANT: PRIER PRODUCTS # C-634NBX1, SATIN NICKEL PLATED BRASS 1” MALE INLET BY 3/4” FEMALE INLET, 3/4” THREADED HOSE CONNECTION, LOOSE KEY HANDLE, HYDRANT LENGTH AS REQUIRED FOR INSTALLED WALL THICKNESS. | 3 | 0% | 3 | EA |  | 0 | 0 | 3 | 0 | 0
18 | ORD [OVERFLOW ROOF DRAIN: JAY R. SMITH # 1080Y (-E0X-C-R-CID), 15” DIAMETER CAST IRONBODY, FLASHING CLAMP, GRAVEL STOP, UNDERDECK CLAMP, SUMP RECEIVER, HUBLESS OUTLET, FIXED EXTENSION – HEIGHT AS REQUIRED BY INSTALLED INSULATION THICKNESS, | 6 | 0% | 6 | EA |  | 0 | 0 | 6 | 0 | 0
19 | PRV [PRESSURE REDUCING VALVE: WATTS # LF223, BRONZE BODY, STAINLESS STEEL SEAT,STAINLESS STEEL BOLTS, INLET AND OUTLET SIZE AS SHOWN ON PLANS, 25 - 75 PSI REDUCED PRESSURE RANGE. SET OUTLET PRESSURE TO 55 PSI WITH FLOW RATE OF 20 GPM AT A FALL OFF PRESSURE OF 7 PSI DIFFERENTIAL. | 2 | 0% | 2 | EA |  | 0 | 0 | 2 | 0 | 0
20 | RD [ROOF DRAIN: JAY R. SMITH # 1010Y (-E0X-C-R-CID), 15” DIAMETER CAST IRON BODY, FLASHING CLAMP, GRAVEL STOP, UNDERDECK CLAMP, SUMP RECEIVER, HUBLESS OUTLET, FIXED EXTENSION – HEIGHT AS REQUIRED BY INSTALLED INSULATION THICKNESS, AND CAST IRON DOME BOLTED OR LOCKED DOWN. | 6 | 0% | 6 | EA |  | 0 | 0 | 6 | 0 | 0
21 | REF [REFRIGERATOR: GENERAL ELECTRIC # GSS25GGHBB, 69-1/2" X 35-1/4" X 35-3/4" SIDE-BY-SIDE REFRIGERATOR WITH WATER DISPENSER AND ICEMAKER IN BLACK.] | 26 | 0% | 26 | EA |  | 0 | 0 | 26 | 0 | 0
22 | 3" RPZ [REDUCED PRESSURE ZONE BACKFLOW PREVENTER: WATTS # 909-NRS-S-FDA, MEETING ASSE 1013, EPOXY COATED CAST IRON BODY, QUARTER TURN TEST COCKS, RESILIENT SEATED NON-RISING STEM GATE VALVES, AND EPOXY COATED CAST IRON STRAINER, AND # 909AG AIR GAP FITTING. | 1 | 0% | 1 | EA |  | 0 | 0 | 1 | 0 | 0
23 | SH SHOWER FLOOR: CUSTOM LEAD PAN WITH INTEGRAL 2” DRAIN. SHOWER VALVE: ROCA #5A2018C00 “VICTORIA”, THERMOSTATIC MIXING VALVE, SINGLE BLADE LEVER HANDLE, SET ADJUSTABLE LIMIT STOP SCREW TO 110F, INTEGRAL SERVICE STOPS,RAIN SHOWER HEAD WITH ARM AND FLANGE, WALL / HAND SHOWER WITH FLEXIBLE METAL HOSE | 19 | 0% | 19 | EA |  | 0 | 0 | 19 | 0 | 0
24 | SK-1 GUESTROOM SINK (ADA ACCESSIBLE): KOHLER # K-5287, 15" x 15” x 9-5/16" DEEP, SINGLE COMPARTMENT, SELF-RIMMING, 16 GAUGE STAINLESS STEEL, FIXTURE WITH SINK RACK. SET IN BED OF PUTTY. | 7 | 0% | 7 | EA |  | 0 | 0 | 14 | 0 | 0
25 | SK-2 KITCHEN SINK: WHITEHAUS # WHNCM4019, 18-1/2" x 16-1/4” x 7-1/2" DEEP, SINGLE COMPARTMENT, SELF-RIMMING, 16 GAUGE TYPE 304 STAINLESS STEEL, FIXTURE WITH INTEGRAL DRAIN BOARD. SET IN BED OF PUTTY. | 24 | 0% | 24 | EA |  | 0 | 0 | 48 | 0 | 0
26 | TD-1 [TRENCH DRAIN: ZURN # Z-890-DGE-U3, 7" WIDE 16 GA STAINLESS STEEL, ASTM A-240 (TYPE 304) TRENCH DRAIN SYSTEM WITH CLASS "E" RATED DUCTILE IRON SLOTTED GRATE. CUT IN 60" SECTIONS FOR REQUIRED LENGTH AS SHOWN ON FLOOR PLAN. PROVIDE WITH BOTTOM OUTLET WITH P-TRAP. | 2 | 0% | 2 | EA |  | 0 | 0 | 2 | 0 | 0
27 | TD-2 [TRENCH DRAIN: ZURN # Z-890-DGE-U3, 7" WIDE 16 GA STAINLESS STEEL, ASTM A-240 (TYPE 304) TRENCH DRAIN SYSTEM WITH CLASS "E" RATED DUCTILE IRON SLOTTED GRATE. CUT IN 60" SECTIONS FOR REQUIRED LENGTH AS SHOWN ON FLOOR PLAN. PROVIDE WITH BOTTOM OUTLET WITH P-TRAP. | 2 | 0% | 2 | EA |  | 0 | 0 | 2 | 0 | 0
28 | TMV-1 [THERMOSTATIC MIXING VALVE: POWERS # LFe480, SOLID LEAD FREE BRASS BODY, THERMOSTATIC WAX ELEMENT, CORROSION RESISTANT INTERNAL PARTS, AND INTEGRAL CHECKS, ASSE 1070 COMPLIANT, CAPABLE OF 2.2 GPM WITH A 20 PSI DIFFERENTIAL AND A MINIMUM FLOW RATE OF 0.5 GPM. | 89 | 0% | 89 | EA |  | 0 | 0 | 89 | 0 | 0
29 | TP-1 TRAP PRIMER: PRECISION PLUMBING PRODUCTS # PR-500 “PRIME RITE”, CORROSION RESISTANT BRASS BODY, “O” RING SEALS, 1/2" INLET AND OUTLET, AND INTEGRAL VACUUM BREAKER. INSTALL THE VALVE AT A MINIMUM OF 12” ABOVE FINISHED FLOOR. | 1 | 0% | 1 | EA |  | 0 | 0 | 1 | 0 | 0
30 | TP-2 [TRAP PRIMER: PRECISION PLUMBING PRODUCTS # MPB-500-115V “MIN PRIME ELECTRONIC”, CORROSION RESISTANT BRASS BODY, “O” RING SEALS, 1/2" INLET AND OUTLET, SOLENOID VALVE ACTUATOR AND INTEGRAL VACUUM BREAKER. CONTROL PANEL WITH INTEGRAL TIMER. | 3 | 0% | 3 | EA |  | 0 | 0 | 3 | 0 | 0
31 | TS-1 [TUB / SHOWER COMBINATION: KOHLER # K-875 / K-876, 3 WALL ALCOVE, CAST IRON WITH SAFEGUARD FINISH, 60”W x 32”D x 15-1/2”H OUTSIDE DIMENSION AND SLIP-RESISTANT TEXTURED BOTTOM. PROVIDE WITH RH OR LH FIXTURE WALL. | 22 | 0% | 22 | EA |  | 0 | 0 | 44 | 0 | 0
32 | TS-2 TUB / SHOWER COMBINATION: KOHLER # K-847 / K-848, 3 WALL ALCOVE, CAST IRON WITH SAFEGUARD FINISH, 66”W x 32”D x 15-1/2”H OUTSIDE DIMENSION AND SLIP-RESISTANTTEXTURED BOTTOM. PROVIDE WITH RH OR LH FIXTURE WALL. | 2 | 0% | 2 | EA |  | 0 | 0 | 4 | 0 | 0
33 | TS-3 [TUB / SHOWER COMBINATION: KOHLER # K-1801 “ASKEW”, FREE STANDING, LITHOCAST, 72-3/8”W x 34-9/16”D x 24-9/26”H OUTSIDE DIMENSION AND SLOTTED OVERFLOW. SHOWER VALVE (ADA ACCESSIBLE): MOEN # TS2713, PISTON TYPE PRESSURE BALANCING | 1 | 0% | 1 | EA |  | 0 | 0 | 2 | 0 | 0
34 | WC [WALL-MOUNTED TANK WATER CLOSET : KOHLER # K-6299 “VEIL” WALL MOUNTED, DUAL FLUSH, WHITE VITREOUS CHINA FIXTUREWITH ELONGATED BOWL, 0.8/1.6 GALLON DUAL FLUSH ACTION, AND KOHLER # K-6284 IN-WALL TANK AND CARRIER SYSTEM WITH COPPER SUPPLY LINE, FLUSH ACTUATOR PLATE AND DESIGNED TO FIT IN 2” X 6” STUD WALL. | 61 | 0% | 61 | EA |  | 0 | 0 | 122 | 0 | 0
35 | WCO [WALL CLEANOUT: JAY R. SMITH # 4530S, CAST IRON CLEANOUT TEE, COUNTER SUNK PLUG, STAINLESS STEEL ROUND COVER AND SCREW, AND IRON PLUG WITH GASKET SEAL. | 1 | 0% | 1 | EA |  | 0 | 0 | 1 | 0 | 0
36 | WHA WATER HAMMER ARRESTER: PRECISION PLUMBING PRODUCTS, HARD DRAWN COPPER BODY WITH WROUGHT COPPER FITTINGS, PISTON TYPE WITH LUBRICATED EPDM “O” RING SEALS, MEETING ASSE 1010 OR PDI WH-201. PROVIDE PDI SIZES “A” THROUGH “F” AS SHOWN ON PLANS. PROVIDE SIZE “A” UNLESS SHOWN OTHERWISE ON THE PLANS. | 1 | 0% | 1 | EA |  | 0 | 0 | 1 | 0 | 0
37 | WM WATER METER: BADGER METER # “RECORDAL COMPOUND” 3” LEAD FREE BRONZE MAINCASE AND MEASURING CHAMBER, SYNTHETIC POLYMER TURBINE CHAMBER AND PISTON, POLYPROPYLENE TURBINE, STAINLESS STEEL TRIM, PISTON TYPE POSITIVE DISPLACEMENT | 1 | 0% | 1 | EA |  | 0 | 0 | 1 | 0 | 0
38 | WMB WASHING MACHINE BOX: GUY GRAY MODEL # B200, 20 GAUGE GALVANIZED STEEL BOX, 20 GAUGE STEEL FACEPLATE, BOTTOM INLET WATER SUPPLIES WITH ANGLED WHEEL HANDLE 3/4” HOSE BIBBS, AND 2” BOTTOM OUTLET DRAIN. TRIM- PROVIDE 24” LONG TAIL PIECE AND 2” DIAMETER P-TRAP. | 21 | 0% | 21 | EA |  | 0 | 0 | 21 | 0 | 0
39 | ESP [Manfacutrer: WEIL SERIES, 1411-538. Location: ELEVATOR PIT. GPM: 50, Head: 21. Discharge Size: 2" Volts:120. PH: 1. HP 1/2 | 1 | 0% | 1 | EA |  | 0 | 0 | 3 | 0 | 0
40 | SP [Manfacutrer: WEIL SERIES, 1411-538. Location: Sump PIT # 013. GPM: 50, Head: 21. Discharge Size: 2" Volts:120. PH: 1. HP 1/2 | 1 | 0% | 1 | EA |  | 0 | 0 | 3 | 0 | 0
41 | BP [Booster Pump: Model # GRUNDFOS 3-CRE 5-6 MPC-E. Discharge Pressure (psi): 86.05. Suction Header Pressure(psi): 27.83. System Flowrate 135 GPM. Volts: 208. 3 Phase. 2Hp | 1 | 0% | 1 | EA |  | 0 | 0 | 3 | 0 | 0
42 | WH-1 Water Heater [Model # A.O. SMITH # BTH-250(A). Location: BUILDING. Size (Gallons): 100. Input MBH: 250. Volts: 120. Phase: 1 FLA: 5. Recovery: 291 GPH | 1 | 0% | 1 | EA |  | 0 | 0 | 2 | 0 | 0
43 | WH-2 Water Heater [Model # A.O. SMITH # BTH-250(A). Location: BUILDING. Size (Gallons): 100. Input MBH: 250. Volts: 120. Phase: 1 FLA: 5. Recovery: 291 GPH | 1 | 0% | 1 | EA |  | 0 | 0 | 2 | 0 | 0
44 | WH-3 Water Heater [Model # A.O. SMITH # BTH-250(A). Location: BUILDING. Size (Gallons): 100. Input MBH: 250. Volts: 120. Phase: 1 FLA: 5. Recovery: 291 GPH | 1 | 0% | 1 | EA |  | 0 | 0 | 2 | 0 | 0
45 | ET [Expension Tank. Model # AMTROL ST-30V. Tank size (Gallons): 14. Minimum Acceptance Volume (Gallons): 6.3 Air Pressure Settings (psi): 68 | 1 | 0% | 1 | EA |  | 0 | 0 | 2 | 0 | 0
46 | RP [Recirculation Pump. Model #RP BELL & GOSSETT # NBF-36 ROOF. GPM: 4. Discharge(ft): 32'. Connection Size:3/4". Volts: 120. Phase: 1. HP: 1/3 | 1 | 0% | 1 | EA |  | 0 | 0 | 2 | 0 | 0
47 | TMV-2 Thermostatic Mixing Valve [Model # POWERS "INTELLISTATION" #LFIS150. Service: DOMESTIC. Flowrate (Gallons): 65. Pressure Loss(psi). 5.1 Minimum Flowrate(GPM): 0.5 Outlet Temperature: 140F | 1 | 0% | 1 | EA |  | 0 | 0 | 1 | 0 | 0
INSULATION
1 | Fiber Glass with 1" Thickness | 3390 | 10% | 3729 | SFT |  | 0 | 0 | 186.45 | 0 | 0
HANGER SUPPORTS
1 | 1-1/2" Hanger | 30 | 0% | 30 | EA |  | 0 | 0 | 7.5 | 0 | 0
2 | 2" Hanger | 68 | 0% | 68 | EA |  | 0 | 0 | 17 | 0 | 0
3 | 1-3/4" Hanger | 2 | 0% | 2 | EA |  | 0 | 0 | 0.5 | 0 | 0
4 | 2-1/2" Hanger | 42 | 0% | 42 | EA |  | 0 | 0 | 10.5 | 0 | 0
5 | 2-1/4" Hanger | 47 | 0% | 47 | EA |  | 0 | 0 | 11.75 | 0 | 0
6 | 3" Hanger | 35 | 0% | 35 | EA |  | 0 | 0 | 8.75 | 0 | 0
7 | 4" Hanger | 18 | 0% | 18 | EA |  | 0 | 0 | 4.5 | 0 | 0
8 | 1-1/4" Hanger | 15 | 0% | 15 | EA |  | 0 | 0 | 3.75 | 0 | 0
9 | 3/4" Hanger | 6 | 0% | 6 | EA |  | 0 | 0 | 1.5 | 0 | 0
10 | 1/2" Hanger | 18 | 0% | 18 | EA |  | 0 | 0 | 4.5 | 0 | 0
Hanger Details: All hangers shall be TRAPEZE PIPE HANGER Type. Provide Metal 360° Insulation Shield and high density insulation or pre-engineering thermal hanger shield insert of Calcium Silicate insulation. Hangers with pre-manufactured polymer inserts shall be Strut-mounted pipe clamps and clevis hangers. Hanger Manufaturer: Armacell
TOTAL MATERIAL COST | [9 empty] | 0
TOTAL MANHOURS' COST | [9 empty] | 0
TOTAL COST | [9 empty] | 0
OVERHEADS & PROFIT | [8 empty] | 25% | 0
TOTAL BID | [9 empty] | 0

## Electrical
PROJECT:
ADDRESS:
|  | REV: | 0 | [5 empty] | MANHOUR UNIT RATE
SR. NO. | DESCRIPTION | QUANTITY | WASTAGE | QTY WITH WASTAGE | UNIT | UNIT COST | MATERIAL COST | MANHOURS UNIT RATE | MANHOURS | MANHOURS COST | TOTAL TRADE COST
LIGHTING FIXTURES
1 | L1, Manufacturer: ELTODO,A.S., Model: HL 2380Wall Mounted Exterior Lamp, Lamp Type: LED, 120V/150W with non-dimming Control (Provided by Owner and Installed by Contractor) | 2 | 0% | 2 | EA |  | 0 | 0 | 2.5 | 0 | 0
2 | L2, Manufacturer: H.E. Williams, Inc., Model: 17-4-L55/835-AF, Surface Mounted LED Strip, Lamp Type: Integral LED, 120/277V, 53W/66.3VA, 010V Diming Controls | 14 | 0% | 14 | EA |  | 0 | 0 | 17.5 | 0 | 0
3 | L2-EM, Manufacturer: H.E. Williams, Inc., Model: 17-4-L55/835-AF, Surface Mounted LED Strip with Emergency Battery Pack (1000LM), Lamp Type: Integral LED, 120/277V, 53W/66.3VA, 010V Diming Controls | 11 | 0% | 11 | EA |  | 0 | 0 | 13.75 | 0 | 0
4 | L3, Manufcaturer: ZUMTOBEL, Model: Downlight: PANOSD200RH24W830WHW Driver: PANOSFE200DLR24WDA1, Recessed Round Downlight, Lamp Type: Integral LED, 120V, 24W/30VA, 0-10V Dimming Control | 57 | 0% | 57 | EA |  | 0 | 0 | 71.25 | 0 | 0
5 | L3-EM, Manufcaturer: ZUMTOBEL, Model: Downlight: PANOSD200RH24W830WHW Driver: PANOSFE200DLR24WDA1, Recessed Round Downlight w/ Emergency Battery Pack (600LM), Lamp Type: Integral LED, 120V, 24W/30VA, 0-10V Dimming Control | 2 | 0% | 2 | EA |  | 0 | 0 | 2.5 | 0 | 0
6 | L4, Manufacturer: ZUMTOBEL, Model: Downlight: PANOSD200RH24W830WHW Driver: PANOSFE200DLR24WDA1, Recessed Round Downlight, Lamp Type: Integral LED, 120V, 24W/30VA, 0-10V Dimming Control | 101 | 0% | 101 | EA |  | 0 | 0 | 126.25 | 0 | 0
7 | L4-EM, Manufacturer: ZUMTOBEL, Model: Downlight: PANOSD200RH24W830WHW Driver: PANOSFE200DLR24WDA1, Recessed Round Downlight w/ Emergency Battery Pack (600LM), Lamp Type: Integral LED, 120V, 24W/30VA, 0-10V Dimming Control | 35 | 0% | 35 | EA |  | 0 | 0 | 43.75 | 0 | 0
8 | L5, Manufacturer: New Star, Model: STWL4-T, Ceiling Mounted LED Strip, Lamp Type: Integral LED, 120/277V, 60W/75VA, 0-10V Dimming Control | 2 | 0% | 2 | EA |  | 0 | 0 | 2.5 | 0 | 0
9 | L5-EM, Manufacturer: New Star, Model: STWL4-T, Ceiling Mounted LED Strip w/ Emergency Battery Pack (1100LM), Lamp Type: Integral LED, 120/277V, 60W/75VA, 0-10V Dimming Control | 41 | 0% | 41 | EA |  | 0 | 0 | 51.25 | 0 | 0
10 | L6, Manufacturer: CIRCA, Model: FM-2115-30-TT, LED Interior Ceiling Flush Mount, Lamp Type: Integral LED, 120V, 25W/31.3VA, ELV Dimming | 103 | 0% | 103 | EA |  | 0 | 0 | 128.75 | 0 | 0
11 | L7, Manufacturer: Supernova, Model: LVP751-50W-3500K-120-227-OP-WHT, LED Wall/Ceiling Mounted, Lamp Type: Integral LED, 120/277V, 81.4W/101.8VA, w/ Non Dimming Control | 19 | 0% | 19 | EA |  | 0 | 0 | 23.75 | 0 | 0
12 | L7-EM, Manufacturer: Supernova, Model: LVP751-50W-3500K-120-227-OP-WHT, LED Wall/Ceiling Mounted w/ Emergency Battery Pack (1200LM), Lamp Type: Integral LED, 120/277V, 81.4W/101.8VA, w/ Non Dimming Control | 8 | 0% | 8 | EA |  | 0 | 0 | 10 | 0 | 0
13 | L8, Manufacturer: Cooper Lighting, Model: R2X-W-O-2-L35-1-C-UNV-22-T1-BLANK-NY-AM, Recessed LED Troffer, Lamp Type: Integral LED, 120/277V, 29.3W/36.6VA, 0-10V Dimming Control | 5 | 0% | 5 | EA |  | 0 | 0 | 6.25 | 0 | 0
14 | L8-EM, Manufacturer: Cooper Lighting, Model: R2X-W-O-2-L35-1-C-UNV-22-T1-BLANK-NY-AM, Recessed LED Troffer w/ Emergency Battery Pack (1400LM), Lamp Type: Integral LED, 120/277V, 29.3W/36.6VA, 0-10V Dimming Control | 2 | 0% | 2 | EA |  | 0 | 0 | 2.5 | 0 | 0
15 | L9, Manufacturer: Ferruccio Laviani, Model: FL/Y 9058, Decorative Pendant, Lamp Type: LED, 120V, 15W/18.8VA, Non Dimming Control | 54 | 0% | 54 | EA |  | 0 | 0 | 67.5 | 0 | 0
16 | L10, Manufacturer: TASK Lighting, Model: Sempria SG9, Linear Under Cabinet LED Strip, Lamp Type: Integral LED, 15DC, 6W/ft and 7.7VA/ft, ELV Dimming | 78 | 0% | 78 | EA |  | 0 | 0 | 97.5 | 0 | 0
17 | L11, Manufacturer: BEGA, Model: 22383, Exterior Wall Washer, Lamp Type: Integral LED, 120/277V, 21W/26.3VA, 0-10V Dimming Control | 13 | 0% | 13 | EA |  | 0 | 0 | 16.25 | 0 | 0
18 | L12, Manufacturer: iGuzzini, Model: Fixture: I.BV43-SPS0XXXXX-15, Housing: BN-BV43-120 or 227), Ceiling Mounted Recessed Downlight, Lamp Type: Integral LED, 120V, 34.1W/42.6VA, Non Dimming Control | 14 | 0% | 14 | EA |  | 0 | 0 | 17.5 | 0 | 0
19 | L12-EM, Manufacturer: iGuzzini, Model: Fixture: I.BV43-SPS0XXXXX-15, Housing: BN-BV43-120 or 227), Ceiling Mounted Recessed Downlight w/ Emergency Battery PAck, Lamp Type: Integral LED, 120V, 34.1W/42.6VA, Non Dimming Control | 6 | 0% | 6 | EA |  | 0 | 0 | 7.5 | 0 | 0
20 | L13Manufacturer: BEGA, Model: 22272, Recessed Wall Luminaire, Lamp Type: Integral Led, 120/277V, 8.4W/10.5V, 0-10V Dimming Control | 29 | 0% | 29 | EA |  | 0 | 0 | 36.25 | 0 | 0
21 | X1, Manufacturer: The EXIT Light Co., Model: NYELR, Edge Light Exit Sign, Lamp Type: Integral LED, 120/277V, 10W/12.5VA, Non Dimming Control | 30 | 0% | 30 | EA |  | 0 | 0 | 37.5 | 0 | 0
22 | ELEV1, Manufacturer: LITHONIA LIGHTING, Model: DMW2-L24-3000LM-PCL-MD-MVOLT-GZ1-35K-80CRI-PS1050, 24" Wall Mounted LED Strip Wet Location Listed, Lamp Type: Integral LED, 120/277V, 27W/34VA, w/ Non Dimming Control | 1 | 0% | 1 | EA |  | 0 | 0 | 1.25 | 0 | 0
LIGHTING CONTROLS
1 | Single Pole Switch | 200 | 0% | 200 | EA |  | 0 | 0 | 100 | 0 | 0
2 | Three Way Switch | 306 | 0% | 306 | EA |  | 0 | 0 | 153 | 0 | 0
3 | Wall Mount Dual Technology Occupancy Sensor, Single Relay. Integral Manual Override Switch, Line Voltage, Manufacturer: WATTSTOPPER, Model: DW-301, 120/277V | 13 | 0% | 13 | EA |  | 0 | 0 | 13 | 0 | 0
4 | Wall Mount Dual Technology Occupancy Sensor, Dual Relay. Integral Manual Override Switch, Line Voltage, Manufacturer: WATTSTOPPER, Model: DW-200, 120/277V | 6 | 0% | 6 | EA |  | 0 | 0 | 6 | 0 | 0
5 | Digital Wall Dimmer Switch With Led On/Off Status Light, Manufacturer: WATTSTOPPER, Model: LMDM-101, 24V | 14 | 0% | 14 | EA |  | 0 | 0 | 14 | 0 | 0
6 | Low Voltage Momentary Switch For Manual On/Off Control. Integral Led Illuminated When Load is On, Manufacturer: WATTSTOPPER, Model: DCC2, 24V | 14 | 0% | 14 | EA |  | 0 | 0 | 14 | 0 | 0
7 | Digital Wall Switch For Manual On/Off Control, Manufacturer: WATTSTOPPER, Model: LMSW-100, 24V | 13 | 0% | 13 | EA |  | 0 | 0 | 13 | 0 | 0
8 | Simplex Receptacle 5-20R, Manually Controlled | 48 | 0% | 48 | EA |  | 0 | 0 | 24 | 0 | 0
9 | 4 Way Switch | 24 | 0% | 24 | EA |  | 0 | 0 | 12 | 0 | 0
10 | Duplex Receptacle Floor Mounted | 1 | 0% | 1 | EA |  | 0 | 0 | 0.5 | 0 | 0
11 | Raise/Lower Switch | 2 | 0% | 2 | EA |  | 0 | 0 | 1 | 0 | 0
12 | Ceiling Mount Dual Technology Occupancy Sensor. 360 Degree Coverage, Low Voltage, Isolated Relay, Manufacturer: WATTSTOPPER, Model: DT-300, 24V | 10 | 0% | 10 | EA |  | 0 | 0 | 10 | 0 | 0
13 | Ceiling Mounted Digital Dual Technology Occupancy Sensor 360 Degree Coverage, Low Voltage, Manufacturer: WATTSTOPPER, Model: LMDC-100, 24V | 28 | 0% | 28 | EA |  | 0 | 0 | 28 | 0 | 0
14 | P SQUARE (Specification Not given) | 4 | 0% | 4 | EA |  | 0 | 0 | 2 | 0 | 0
15 | Power Pack For Low Voltage Occupancy Sensors With 20A Load Relay And Integral Transformer, Manual- And Auto-On Modes. Hold-On And Hold-Off Inputs, Manufacturer: WATTSTOPPER, Model: BZ-150, 120/277V | 8 | 0% | 8 | EA |  | 0 | 0 | 8 | 0 | 0
16 | Analog Photocell Rated For Outdoor Use. Provide With Analog/Digital Module, LMIO-301 To Be Tied To DLM Room Controllers (LMRC)., Manufacturer: WATTSTOPPER, Model: LMPO-200, 120/277V | 5 | 0% | 5 | EA |  | 0 | 0 | 5 | 0 | 0
17 | Ceiling/Wall Mount Passive Infrared Occupancy Sensor. Gasketed And Watertight, Low/High Temperature Rated. Adjustable, Light Level Settings. 270 Degree Coverage,Line Voltage. Provide With Analog/Digitial Module LMIO For Compatibility With DLM Room Controllers (LMRC) | 11 | 0% | 11 | EA |  | 0 | 0 | 11 | 0 | 0
18 | R1, Digital Multi-Relay On/Off/0-10V Dimming Room Controller, Manufacturer: WATTSTOPPER, Model: LMRC-210 (Single Relay), 120/277V | 16 | 0% | 16 | EA |  | 0 | 0 | 8 | 0 | 0
19 | R2, Digital Multi-Relay On/Off/0-10V Dimming Room Controller, Manufacturer: WATTSTOPPER, Model: LMRC-210 (Two Relay), 120/277V | 8 | 0% | 8 | EA |  | 0 | 0 | 4 | 0 | 0
20 | Junction Box | 63 | 0% | 63 | EA |  | 0 | 0 | 32 | 0 | 0
SWITCHES
1 | Single Pole Switch | 3 | 0% | 3 | EA |  | 0 | 0 | 1.5 | 0 | 0
2 | Toggle Disconnect Switch for Fire Smoke Dampers/Motorized Dampers | 35 | 0% | 35 | EA |  | 0 | 0 | 17.5 | 0 | 0
3 | Disconnect Switch | 2 | 0% | 2 | EA |  | 0 | 0 | 1 | 0 | 0
4 | Disconnect Switch 30A/1P/15A/NEMA 1 | 1 | 0% | 1 | EA |  | 0 | 0 | 1 | 0 | 0
5 | Disconnect Switch 200A/2P/125A/NEMA 1 | 1 | 0% | 1 | EA |  | 0 | 0 | 3 | 0 | 0
6 | Heavy Duty Disconnect Switch 30A/3P, 25A Fuse NEMA 1 Enclosure | 1 | 0% | 1 | EA |  | 0 | 0 | 1 | 0 | 0
7 | Heavy Duty Disconnect Switch 30A/2P, 15A Fuse NEMA 1 Enclosure | 24 | 0% | 24 | EA |  | 0 | 0 | 1 | 0 | 0
8 | Toggle Disconnect Switch 20A/2P, NEMA 1 Enclosure | 90 | 0% | 90 | EA |  | 0 | 0 | 0.5 | 0 | 0
9 | Heavy Duty Disconnect Switch 60A/3P, 50A Fuse NEMA 3R Enclosure | 11 | 0% | 11 | EA |  | 0 | 0 | 11 | 0 | 0
10 | Heavy Duty Disconnect Switch 30A/3P, 15A Fuse NEMA 3R Enclosure | 4 | 0% | 4 | EA |  | 0 | 0 | 4 | 0 | 0
11 | Heavy Duty Disconnect Switch 200A/3P, 175A Fuse NEMA 3R Enclosure | 1 | 0% | 1 | EA |  | 0 | 0 | 3 | 0 | 0
12 | Heavy Duty Disconnect Switch 200A/3P, 150A Fuse NEMA 3R Enclosure | 1 | 0% | 1 | EA |  | 0 | 0 | 3 | 0 | 0
13 | Factory Disconnect Switch (Provided with Equipment) | 3 | 0% | 3 | EA |  | 0 | 0 | 1.5 | 0 | 0
14 | Toggle Disconnect Switch NEMA 1 | 5 | 0% | 5 | EA |  | 0 | 0 | 2.5 | 0 | 0
15 | Toggle Disconnect Switch NEMA 3R | 2 | 0% | 2 | EA |  | 0 | 0 | 1 | 0 | 0
16 | Heavy Duty Disconnect Switch 30A/3P, NF, NEMA 3R Enclosure | 1 | 0% | 1 | EA |  | 0 | 0 | 1 | 0 | 0
17 | Heavy Duty Disconnect Switch 30A/3P, 25A Fuse, NEMA 3R Enclosure | 1 | 0% | 1 | EA |  | 0 | 0 | 1 | 0 | 0
18 | Toggle Disconnect Switch 20A/1P, NEMA 1 Enclosure | 4 | 0% | 4 | EA |  | 0 | 0 | 2 | 0 | 0
19 | Heavy Duty Disconnect Switch 30A/2P, NF, NEMA 1 Enclosure | 5 | 0% | 5 | EA |  | 0 | 0 | 5 | 0 | 0
20 | Heavy Duty Disconnect Switch 30A/2P, 30A Fuse NEMA 1 Enclosure | 4 | 0% | 4 | EA |  | 0 | 0 | 4 | 0 | 0
21 | Combination Fused Switch/Starter 400AS/250AF/3P NEMA 1 | 1 | 0% | 1 | EA |  | 0 | 0 | 6 | 0 | 0
22 | Combination Fused Switch/Starter 30AS/30AF/3P NEMA 1 | 2 | 0% | 2 | EA |  | 0 | 0 | 2 | 0 | 0
23 | Disconnect Switch, 30AS/15AF/3P NEMA 1 | 1 | 0% | 1 | EA |  | 0 | 0 | 1 | 0 | 0
24 | Motor, 1.5Hp | 1 | 0% | 1 | EA |  | 0 | 0 | 8 | 0 | 0
25 | Disconnect Switch, 200AS/125AF,3P NEMA 1 | 1 | 0% | 1 | EA |  | 0 | 0 | 3 | 0 | 0
RECEPTACLES
1 | Duplex Receptacle, NEMA 5-20R | 775 | 0% | 775 | EA |  | 0 | 0 | 232.5 | 0 | 0
2 | GFCI Type Duplex Receptacle | 275 | 0% | 275 | EA |  | 0 | 0 | 82.5 | 0 | 0
3 | Duplex Receptacle, Floor Mounted | 2 | 0% | 2 | EA |  | 0 | 0 | 0.6 | 0 | 0
4 | GFCI Type Duplex Receptacle, Weatherproof/Weather Resistant | 18 | 0% | 18 | EA |  | 0 | 0 | 5.4 | 0 | 0
5 | Special Receptacle, NEMA 14-30R | 26 | 0% | 26 | EA |  | 0 | 0 | 7.8 | 0 | 0
6 | Special Receptacle, NEMA 6-20R | 1 | 0% | 1 | EA |  | 0 | 0 | 0.5 | 0 | 0
7 | Special Receptacle, NEMA 5-30R | 1 | 0% | 1 | EA |  | 0 | 0 | 0.5 | 0 | 0
8 | Double Duplex Receptacle, NEMA 5-20R | 2 | 0% | 2 | EA |  | 0 | 0 | 1 | 0 | 0
9 | GFCI Type Duplex Receptacle, Weather Resistant | 3 | 0% | 3 | EA |  | 0 | 0 | 1.5 | 0 | 0
10 | 120V Duplex Receptacle for Trap Primer | 4 | 0% | 4 | EA |  | 0 | 0 | 2 | 0 | 0
POWER PLAN
1 | Junction Box | 97 | 0% | 97 | EA |  | 0 | 0 | 48.5 | 0 | 0
2 | Thermostat | 96 | 0% | 96 | EA |  | 0 | 0 | 28.8 | 0 | 0
3 | Automatic Load Control Relay (ALC) | 1 | 0% | 1 | EA |  | 0 | 0 | 0.5 | 0 | 0
4 | Junction Box on Dedicated 20A/120V Circuit | 3 | 0% | 3 | EA |  | 0 | 0 | 1.5 | 0 | 0
5 | Utility Meter | 1 | 0% | 1 | EA |  | 0 | 0 | 1 | 0 | 0
6 | E-MON Class 4000 Multi-Family Single-Phase kWh Submeter | 24 | 0% | 24 | EA |  | 0 | 0 | 18 | 0 | 0
7 | Neutral Rod | 4 | 0% | 4 | EA |  | 0 | 0 | 4 | 0 | 0
8 | Ground Rod | 4 | 0% | 4 | EA |  | 0 | 0 | 4 | 0 | 0
9 | Motor, 60 Hp | 1 | 0% | 1 | EA |  | 0 | 0 | 36 | 0 | 0
10 | Circuit Breaker 2500A/3P | 1 | 0% | 1 | EA |  | 0 | 0 | 16 | 0 | 0
11 | Ground Fault Relay | 1 | 0% | 1 | EA |  | 0 | 0 | 1 | 0 | 0
12 | Surge Protection Device | 1 | 0% | 1 | EA |  | 0 | 0 | 1 | 0 | 0
13 | Shunt Trip | 1 | 0% | 1 | EA |  | 0 | 0 | 1 | 0 | 0
14 | Elevator Motor, 30Hp | 1 | 0% | 1 | EA |  | 0 | 0 | 18 | 0 | 0
15 | CPT (No Specification Given) | 1 | 0% | 1 | EA |  | 0 | 0 |  | 0 | 0
16 | H in Circle (No Specification Given) | 1 | 0% | 1 | EA |  | 0 | 0 |  | 0 | 0
17 | R in Circle (No Specification Given) | 1 | 0% | 1 | EA |  | 0 | 0 |  | 0 | 0
LOW VOLTAGE SYSTEM
1 | Intercom w/ Backbox | 36 | 0% | 36 | EA |  | 0 | 0 | 36 | 0 | 0
2 | Card Reader w/ Backbox | 21 | 0% | 21 | EA |  | 0 | 0 | 21 | 0 | 0
3 | Electric Strike w/ Backbox | 1 | 0% | 1 | EA |  | 0 | 0 | 1 | 0 | 0
4 | Camera w/ Backbox | 14 | 0% | 14 | EA |  | 0 | 0 | 14 | 0 | 0
5 | Telephone/Data Outlet, Wall Mounted | 4 | 0% | 4 | EA |  | 0 | 0 | 4 | 0 | 0
6 | Magnetic Window Sensor w/ Backbox | 6 | 0% | 6 | EA |  | 0 | 0 | 6 | 0 | 0
7 | Emergency Buttom w/ Backbox | 6 | 0% | 6 | EA |  | 0 | 0 | 6 | 0 | 0
8 | Speaker-Ceiling Mounted, w/ Bacbox | 3 | 0% | 3 | EA |  | 0 | 0 | 3 | 0 | 0
9 | Wireless access point | 2 | 0% | 2 | EA |  | 0 | 0 | 1 | 0 | 0
10 | Passive Infrared Motion Detector | 1 | 0% | 1 | EA |  | 0 | 0 | 1 | 0 | 0
DATA OUTLETS
1 | Data Outlets | 130 | 0% | 130 | EA |  | 0 | 0 | 39 | 0 | 0
2 | Television Outlet | 118 | 0% | 118 | EA |  | 0 | 0 | 35.4 | 0 | 0
3 | Telephone/Data Outlet, Wall Mounted | 4 | 0% | 4 | EA |  | 0 | 0 | 1.2 | 0 | 0
ELECTRICAL CABLES
1 | AWG # 1 | 1400 | 10% | 1540 | LFT |  | 0 | 0 | 29 | 0 | 0
2 | AWG # 1/0 | 3250 | 10% | 3575 | LFT |  | 0 | 0 | 86 | 0 | 0
3 | AWG # 2 | 1000 | 10% | 1100 | LFT |  | 0 | 0 | 23 | 0 | 0
4 | AWG # 2/0 | 300 | 10% | 330 | LFT |  | 0 | 0 | 9 | 0 | 0
5 | AWG # 3 | 1650 | 10% | 1815 | LFT |  | 0 | 0 | 34 | 0 | 0
6 | AWG # 3/0 | 1050 | 10% | 1155 | LFT |  | 0 | 0 | 35 | 0 | 0
7 | AWG # 4 | 800 | 10% | 880 | LFT |  | 0 | 0 | 14 | 0 | 0
8 | AWG # 4/0 | 700 | 10% | 770 | LFT |  | 0 | 0 | 25 | 0 | 0
9 | AWG # 6 | 3225 | 10% | 3547.5 | LFT |  | 0 | 0 | 49 | 0 | 0
10 | AWG # 8 | 1550 | 10% | 1705 | LFT |  | 0 | 0 | 19 | 0 | 0
11 | AWG # 10 | 2700 | 10% | 2970 | LFT |  | 0 | 0 | 24 | 0 | 0
12 | AWG # 12 | 49500 | 10% | 54450 | LFT |  | 0 | 0 | 474 | 0 | 0
13 | 300KCMIL | 10400 | 10% | 11440 | LFT |  | 0 | 0 | 446 | 0 | 0
14 | 350KCMIL | 125 | 10% | 137.5 | LFT |  | 0 | 0 | 6 | 0 | 0
15 | 500KCMIL | 3500 | 10% | 3850 | LFT |  | 0 | 0 | 185 | 0 | 0
16 | CAT 5e | 4800 | 10% | 5280 | LFT |  | 0 | 0 | 46 | 0 | 0
17 | CAT 6 | 2800 | 10% | 3080 | LFT |  | 0 | 0 | 27 | 0 | 0
Assumption: Service End Box is assumed 100ft away from Utility Service
CONDUITS
1 | 3/4" Conduit EMT | 5100 | 0% | 5100 | LFT |  | 0 | 0 | 255 | 0 | 0
2 | 1/2" Conduit EMT | 24600 | 0% | 24600 | LFT |  | 0 | 0 | 1107 | 0 | 0
3 | 1" Conduit EMT | 1200 | 0% | 1200 | LFT |  | 0 | 0 | 78 | 0 | 0
4 | 1.25" Conduit EMT | 1325 | 0% | 1325 | LFT |  | 0 | 0 | 82 | 0 | 0
5 | 1.5" Conduit EMT | 275 | 0% | 275 | LFT |  | 0 | 0 | 19 | 0 | 0
6 | 2" Conduit EMT | 200 | 0% | 200 | LFT |  | 0 | 0 | 16 | 0 | 0
7 | 2.5" Conduit EMT | 125 | 0% | 125 | LFT |  | 0 | 0 | 12 | 0 | 0
8 | 3" Conduit EMT | 2650 | 0% | 2650 | LFT |  | 0 | 0 | 292 | 0 | 0
9 | 3.5" Conduit EMT | 900 | 0% | 900 | LFT |  | 0 | 0 | 113 | 0 | 0
ELECTRICAL PANELS
1 | Service End Box, 208Y/120V, 3PH, 4W, 2500A | 1 | 0% | 1 | EA |  | 0 | 0 | 28 | 0 | 0
2 | MDP-1, 208Y/120V, 3pH, 4W, 2000A | 1 | 0% | 1 | EA |  | 0 | 0 | 24 | 0 | 0
3 | MDP-2, 208Y/120V, 3pH, 4W, 2500A | 1 | 0% | 1 | EA |  | 0 | 0 | 28 | 0 | 0
4 | Panel-BD-DPC, 208Y/120V, 3PH, 4W, Bus Ampere: 400, Mains Type: MLO, Surface Mounted w/ Equipment Ground Bus, FCA +10% Minimum Fully Rated | 1 | 0% | 1 | EA |  | 0 | 0 | 8 | 0 | 0
5 | Panel BD-HPC, 208Y/120V, 3PH, 4W, Bus Ampere: 225, Mains Type: MLO, Surface Mounted w/ Equipment Ground Bus, FCA +10% Minimum Fully Rated | 1 | 0% | 1 | EA |  | 0 | 0 | 6 | 0 | 0
6 | Panel-BD-IT, 208Y/120V, 3PH, 4W, Bus Ampere: 60, Mains Type: MLO, Surface Mounted w/ Equipment Ground Bus, FCA +10% Minimum Fully Rated | 1 | 0% | 1 | EA |  | 0 | 0 | 2 | 0 | 0
7 | Panel BD-KP, 208Y/120V, 3PH, 4W, Bus Ampere: 100, Mains Type: MLO, Recessed Mounted w/ Equipment Ground Bus, FCA +10% Minimum Fully Rated | 1 | 0% | 1 | EA |  | 0 | 0 | 4 | 0 | 0
8 | Panel BD-HP1A, 208Y/120V, 3PH, 4W, Bus Ampere: 225, Mains Type: MLO, Recessed Mounted w/ Equipment Ground Bus, FCA +10% Minimum Fully Rated | 1 | 0% | 1 | EA |  | 0 | 0 | 6 | 0 | 0
9 | Panel BD-HP1B, 208Y/120V, 3PH, 4W, Bus Ampere: 225, Mains Type: MLO, Recessed Mounted w/ Equipment Ground Bus, FCA +10% Minimum Fully Rated | 1 | 0% | 1 | EA |  | 0 | 0 | 6 | 0 | 0
10 | Panel-BD-DP3, 208Y/120V, 3PH, 4W, Bus Ampere: 400, Mains Type: MLO, Recessed Mounted w/ Equipment Ground Bus, FCA +10% Minimum Fully Rated | 1 | 0% | 1 | EA |  | 0 | 0 | 8 | 0 | 0
11 | Panel-BD-P2A (Unit A), 208Y/120V, 1PH, 3W, Bus Ampere: 125, Main Breaker: 100A MCB, Recessed Mounted w/ Equipment Ground Bus, FCA +10% Minimum Fully Rated | 1 | 0% | 1 | EA |  | 0 | 0 | 5 | 0 | 0
12 | Panel-BD-P2B (Unit B), 208Y/120V, 1PH, 3W, Bus Ampere: 125, Main Breaker: 100A MCB, Recessed Mounted w/ Equipment Ground Bus, FCA +10% Minimum Fully Rated | 1 | 0% | 1 | EA |  | 0 | 0 | 5 | 0 | 0
13 | Panel-BD-P2C (Unit C), 208Y/120V, 1PH, 3W, Bus Ampere: 125, Main Breaker: 100A MCB, Recessed Mounted w/ Equipment Ground Bus, FCA +10% Minimum Fully Rated | 1 | 0% | 1 | EA |  | 0 | 0 | 5 | 0 | 0
14 | Panel-BD-P2D (Unit D), 208Y/120V, 1PH, 3W, Bus Ampere: 125, Main Breaker: 100A MCB, Recessed Mounted w/ Equipment Ground Bus, FCA +10% Minimum Fully Rated | 1 | 0% | 1 | EA |  | 0 | 0 | 5 | 0 | 0
15 | Panel-BD-P3A (Unit A), 208Y/120V, 1PH, 3W, Bus Ampere: 125, Main Breaker: 100A MCB, Recessed Mounted w/ Equipment Ground Bus, FCA +10% Minimum Fully Rated | 1 | 0% | 1 | EA |  | 0 | 0 | 5 | 0 | 0
16 | Panel-BD-P3B (Unit B), 208Y/120V, 1PH, 3W, Bus Ampere: 125, Main Breaker: 100A MCB, Recessed Mounted w/ Equipment Ground Bus, FCA +10% Minimum Fully Rated | 1 | 0% | 1 | EA |  | 0 | 0 | 5 | 0 | 0
17 | Panel-BD-P3C (Unit C), 208Y/120V, 1PH, 3W, Bus Ampere: 125, Main Breaker: 100A MCB, Recessed Mounted w/ Equipment Ground Bus, FCA +10% Minimum Fully Rated | 1 | 0% | 1 | EA |  | 0 | 0 | 5 | 0 | 0
18 | Panel-BD-P3D (Unit D), 208Y/120V, 1PH, 3W, Bus Ampere: 125, Main Breaker: 100A MCB, Recessed Mounted w/ Equipment Ground Bus, FCA +10% Minimum Fully Rated | 1 | 0% | 1 | EA |  | 0 | 0 | 5 | 0 | 0
19 | Panel-BD-P4A (Unit A), 208Y/120V, 1PH, 3W, Bus Ampere: 125, Main Breaker: 100A MCB, Recessed Mounted w/ Equipment Ground Bus, FCA +10% Minimum Fully Rated | 1 | 0% | 1 | EA |  | 0 | 0 | 5 | 0 | 0
20 | Panel-BD-P4B (Unit B), 208Y/120V, 1PH, 3W, Bus Ampere: 125, Main Breaker: 100A MCB, Recessed Mounted w/ Equipment Ground Bus, FCA +10% Minimum Fully Rated | 1 | 0% | 1 | EA |  | 0 | 0 | 5 | 0 | 0
21 | Panel-BD-P4C (Unit C), 208Y/120V, 1PH, 3W, Bus Ampere: 125, Main Breaker: 100A MCB, Recessed Mounted w/ Equipment Ground Bus, FCA +10% Minimum Fully Rated | 1 | 0% | 1 | EA |  | 0 | 0 | 5 | 0 | 0
22 | Panel-BD-P4D (Unit D), 208Y/120V, 1PH, 3W, Bus Ampere: 125, Main Breaker: 100A MCB, Recessed Mounted w/ Equipment Ground Bus, FCA +10% Minimum Fully Rated | 1 | 0% | 1 | EA |  | 0 | 0 | 5 | 0 | 0
23 | Panel-BD-HP5, 208Y/120V, 3PH, 4W, Bus Ampere: 60, Mains Type: MLO, Recessed Mounted w/ Equipment Ground Bus, FCA +10% Minimum Fully Rated | 1 | 0% | 1 | EA |  | 0 | 0 | 3 | 0 | 0
24 | Panel-BD-DP6, 208Y/120V, 3PH, 4W, Bus Ampere: 400, Mains Type: MLO, Recessed Mounted w/ Equipment Ground Bus, FCA +10% Minimum Fully Rated | 1 | 0% | 1 | EA |  | 0 | 0 | 8 | 0 | 0
25 | Panel-BD-P5A (Unit E), 208Y/120V, 1PH, 3W, Bus Ampere: 125, Main Breaker: 100A MCB, Recessed Mounted w/ Equipment Ground Bus, FCA +10% Minimum Fully Rated | 1 | 0% | 1 | EA |  | 0 | 0 | 5 | 0 | 0
26 | Panel-BD-P5B (Unit B), 208Y/120V, 1PH, 3W, Bus Ampere: 125, Main Breaker: 100A MCB, Recessed Mounted w/ Equipment Ground Bus, FCA +10% Minimum Fully Rated | 1 | 0% | 1 | EA |  | 0 | 0 | 5 | 0 | 0
27 | Panel-BD-P5C (Unit C), 208Y/120V, 1PH, 3W, Bus Ampere: 125, Main Breaker: 100A MCB, Recessed Mounted w/ Equipment Ground Bus, FCA +10% Minimum Fully Rated | 1 | 0% | 1 | EA |  | 0 | 0 | 5 | 0 | 0
28 | Panel-BD-P5D (Unit D), 208Y/120V, 1PH, 3W, Bus Ampere: 125, Main Breaker: 100A MCB, Recessed Mounted w/ Equipment Ground Bus, FCA +10% Minimum Fully Rated | 1 | 0% | 1 | EA |  | 0 | 0 | 5 | 0 | 0
29 | Panel-BD-P6A (Unit E), 208Y/120V, 1PH, 3W, Bus Ampere: 125, Main Breaker: 100A MCB, Recessed Mounted w/ Equipment Ground Bus, FCA +10% Minimum Fully Rated | 1 | 0% | 1 | EA |  | 0 | 0 | 5 | 0 | 0
30 | Panel-BD-P6B (Unit B), 208Y/120V, 1PH, 3W, Bus Ampere: 125, Main Breaker: 100A MCB, Recessed Mounted w/ Equipment Ground Bus, FCA +10% Minimum Fully Rated | 1 | 0% | 1 | EA |  | 0 | 0 | 5 | 0 | 0
31 | Panel-BD-P6C (Unit C), 208Y/120V, 1PH, 3W, Bus Ampere: 125, Main Breaker: 100A MCB, Recessed Mounted w/ Equipment Ground Bus, FCA +10% Minimum Fully Rated | 1 | 0% | 1 | EA |  | 0 | 0 | 5 | 0 | 0
32 | Panel-BD-P6D (Unit D), 208Y/120V, 1PH, 3W, Bus Ampere: 125, Main Breaker: 100A MCB, Recessed Mounted w/ Equipment Ground Bus, FCA +10% Minimum Fully Rated | 1 | 0% | 1 | EA |  | 0 | 0 | 5 | 0 | 0
33 | Panel-BD-HP9, 208Y/120V, 3PH, 4W, Bus Ampere: 100, Mains Type: MLO, Recessed Mounted w/ Equipment Ground Bus, FCA +10% Minimum Fully Rated | 1 | 0% | 1 | EA |  | 0 | 0 | 4 | 0 | 0
34 | Panel-BD-DP9, 208Y/120V, 3PH, 4W, Bus Ampere: 400, Mains Type: MLO, Surface Mounted w/ Equipment Ground Bus, FCA +10% Minimum Fully Rated | 1 | 0% | 1 | EA |  | 0 | 0 | 8 | 0 | 0
35 | Panel-BD-P7A (Unit F), 208Y/120V, 1PH, 3W, Bus Ampere: 125, Main Breaker: 125A MCB, Recessed Mounted w/ Equipment Ground Bus, FCA +10% Minimum Fully Rated | 1 | 0% | 1 | EA |  | 0 | 0 | 5 | 0 | 0
36 | Panel-BD-P7B (Unit G)), 208Y/120V, 1PH, 3W, Bus Ampere: 125, Main Breaker: 110A MCB, Recessed Mounted w/ Equipment Ground Bus, FCA +10% Minimum Fully Rated | 1 | 0% | 1 | EA |  | 0 | 0 | 5 | 0 | 0
37 | Panel-BD-P8A (Unit H), 208Y/120V, 1PH, 3W, Bus Ampere: 200, Main Breaker: 150A MCB, Recessed Mounted w/ Equipment Ground Bus, FCA +10% Minimum Fully Rated | 1 | 0% | 1 | EA |  | 0 | 0 | 6 | 0 | 0
38 | Panel-BD-P8B (Unit J), 208Y/120V, 1PH, 3W, Bus Ampere: 125, Main Breaker: 110A MCB, Recessed Mounted w/ Equipment Ground Bus, FCA +10% Minimum Fully Rated | 1 | 0% | 1 | EA |  | 0 | 0 | 5 | 0 | 0
39 | Panel-BD-MPA, 208Y/120V, 3PH, 4W, Bus Ampere: 400, Mains Type: MLO, Surface Mounted w/ Equipment Ground Bus, FCA +10% Minimum Fully Rated | 1 | 0% | 1 | EA |  | 0 | 0 | 8 | 0 | 0
40 | Panel-BD-MPB, 208Y/120V, 3PH, 4W, Bus Ampere: 400, Mains Type: MLO, Surface Mounted w/ Equipment Ground Bus, FCA +10% Minimum Fully Rated | 1 | 0% | 1 | EA |  | 0 | 0 | 8 | 0 | 0
PANEL CIRCUIT BREAKERS
1 | Circuit Breaker 15A/1P | 18 | 0% | 18 | EA |  | 0 | 0 | 9 | 0 | 0
2 | Circuit Breaker 15A/1P, Handle Padlockable Off Device | 1 | 0% | 1 | EA |  | 0 | 0 | 0.5 | 0 | 0
3 | Circuit Breaker 15A/1P, GFI Type Breaker | 54 | 0% | 54 | EA |  | 0 | 0 | 27 | 0 | 0
4 | Circuit Breaker 20A/1P | 221 | 0% | 221 | EA |  | 0 | 0 | 110.5 | 0 | 0
5 | Circuit Breaker 20A/1P, Handle Padlockable Off Device | 1 | 0% | 1 | EA |  | 0 | 0 | 0.5 | 0 | 0
6 | Circuit Breaker 20A/1P, GFI Type Breaker | 62 | 0% | 62 | EA |  | 0 | 0 | 31 | 0 | 0
7 | Circuit Breaker 20A/1P, Emergency Lighting Handle On Clamp | 5 | 0% | 5 | EA |  | 0 | 0 | 2.5 | 0 | 0
8 | Circuit Breaker 20A/1P, Arc Fault Circuit Interruptor | 134 | 0% | 134 | EA |  | 0 | 0 | 67 | 0 | 0
9 | Circuit Breaker 20A/1P, Arc Fault Circuit Interruptor and Red/Handle On Clamp | 3 | 0% | 3 | EA |  | 0 | 0 | 1.5 | 0 | 0
10 | Circuit Breaker 30A/1P | 2 | 0% | 2 | EA |  | 0 | 0 | 1 | 0 | 0
11 | Circuit Breaker 15A/2P | 51 | 0% | 51 | EA |  | 0 | 0 | 25.5 | 0 | 0
12 | Circuit Breaker 15A/2P, Handle Padlockable Off Device | 33 | 0% | 33 | EA |  | 0 | 0 | 16.5 | 0 | 0
13 | Circuit Breaker 15A/2P, Handle Padlockable Off Device and Shunt Trip Breaker | 1 | 0% | 1 | EA |  | 0 | 0 | 0.5 | 0 | 0
14 | Circuit Breaker 20A/2P | 1 | 0% | 1 | EA |  | 0 | 0 | 0.5 | 0 | 0
15 | Circuit Breaker 20A/2P, Handle Padlockable Off Device | 28 | 0% | 28 | EA |  | 0 | 0 | 14 | 0 | 0
16 | Circuit Breaker 30A/2P | 34 | 0% | 34 | EA |  | 0 | 0 | 17 | 0 | 0
17 | Circuit Breaker 30A/2P, Handle Padlockable Off Device | 1 | 0% | 1 | EA |  | 0 | 0 | 0.5 | 0 | 0
18 | Circuit Breaker 40A/2P, Handle Padlockable Off Device | 25 | 0% | 25 | EA |  | 0 | 0 | 12.5 | 0 | 0
19 | Circuit Breaker 100A/2P | 20 | 0% | 20 | EA |  | 0 | 0 | 40 | 0 | 0
20 | Circuit Breaker 110A/2P | 2 | 0% | 2 | EA |  | 0 | 0 | 4 | 0 | 0
21 | Circuit Breaker 125A/2P | 1 | 0% | 1 | EA |  | 0 | 0 | 2 | 0 | 0
22 | Circuit Breaker 150A/2P | 1 | 0% | 1 | EA |  | 0 | 0 | 3 | 0 | 0
23 | Circuit Breaker 15A/3P | 8 | 0% | 8 | EA |  | 0 | 0 | 4 | 0 | 0
24 | Circuit Breaker 25A/3P | 2 | 0% | 2 | EA |  | 0 | 0 | 1 | 0 | 0
25 | Circuit Breaker 30A/3P | 1 | 0% | 1 | EA |  | 0 | 0 | 0.5 | 0 | 0
26 | Circuit Breaker 50A/3P | 11 | 0% | 11 | EA |  | 0 | 0 | 5.5 | 0 | 0
27 | Circuit Breaker 60A/3P | 2 | 0% | 2 | EA |  | 0 | 0 | 2 | 0 | 0
28 | Circuit Breaker 60A/3P, Handle Padlockable Off Device | 1 | 0% | 1 | EA |  | 0 | 0 | 1 | 0 | 0
29 | Circuit Breaker 100A/3P | 2 | 0% | 2 | EA |  | 0 | 0 | 4 | 0 | 0
30 | Circuit Breaker 125A/3P | 2 | 0% | 2 | EA |  | 0 | 0 | 5 | 0 | 0
31 | Circuit Breaker 150A/3P | 1 | 0% | 1 | EA |  | 0 | 0 | 3 | 0 | 0
32 | Circuit Breaker 175A/3P | 1 | 0% | 1 | EA |  | 0 | 0 | 4 | 0 | 0
33 | Circuit Breaker 200A/3P | 3 | 0% | 3 | EA |  | 0 | 0 | 12 | 0 | 0
34 | Circuit Breaker 400A/3P | 7 | 0% | 7 | EA |  | 0 | 0 | 42 | 0 | 0
35 | Circuit Breaker 3P (For Future Equipment) | 1 | 0% | 1 | EA |  | 0 | 0 | 0.5 | 0 | 0
TOTAL MATERIAL COST | [9 empty] | 0
TOTAL MANHOURS' COST | [9 empty] | 0
TOTAL COST | [9 empty] | 0
OVERHEADS & PROFIT | [8 empty] | 25% | 0
TOTAL BID | [9 empty] | 0

## Fire Alarm
PROJECT:
ADDRESS:
|  | REV: | 0 | [5 empty] | MANHOUR UNIT RATE
SR. NO. | DESCRIPTION | QUANTITY | WASTAGE | QTY WITH WASTAGE | UNIT | UNIT COST | MATERIAL COST | MANHOURS UNIT RATE | MANHOURS | MANHOURS COST | TOTAL TRADE COST
FIXTURES
1 | Wall Mounted Audible Notification Appliance, 1/2W | 23 | 0% | 23 | EA |  | 0 | 0 | 17.25 | 0 | 0
2 | Ceiling Mounted Audible Notification Appliance, 1/2W | 62 | 0% | 62 | EA |  | 0 | 0 | 46.5 | 0 | 0
3 | Ceiling Mounted Audible Notification Appliance, 1/4W | 6 | 0% | 6 | EA |  | 0 | 0 | 4.5 | 0 | 0
4 | Ceiling Mounted Audible/Visible Notification Appliance, 15 Candela, 1/4W | 29 | 0% | 29 | EA |  | 0 | 0 | 21.75 | 0 | 0
5 | Ceiling Mounted Audible/Visible Notification Appliance, 15 Candela, 1/2W | 75 | 0% | 75 | EA |  | 0 | 0 | 56.25 | 0 | 0
6 | Ceiling Mounted Audible/Visible Notification Appliance, 30 Candela, 1/2W | 4 | 0% | 4 | EA |  | 0 | 0 | 3 | 0 | 0
7 | Ceiling Mounted Audible/Visible Notification Appliance, 75 Candela, 1/2W | 8 | 0% | 8 | EA |  | 0 | 0 | 6 | 0 | 0
8 | Wall Mounted Audible/Visible Notification Appliance, 15 Candela, 1/2W | 1 | 0% | 1 | EA |  | 0 | 0 | 0.75 | 0 | 0
9 | Wall Mounted Audible/Visible Notification Appliance, 110 Candela, 1W | 2 | 0% | 2 | EA |  | 0 | 0 | 1.5 | 0 | 0
10 | Remote Indicating Light (RL) | 8 | 0% | 8 | EA |  | 0 | 0 | 4 | 0 | 0
11 | Water Flow Alarm Switch (FS) | 10 | 0% | 10 | EA |  | 0 | 0 | 5 | 0 | 0
12 | Control Valve Tamper Switch (VT) | 12 | 0% | 12 | EA |  | 0 | 0 | 6 | 0 | 0
13 | Control Module (CM) | 6 | 0% | 6 | EA |  | 0 | 0 | 4 | 0 | 0
14 | Monitor Module (MM) | 3 | 0% | 3 | EA |  | 0 | 0 | 2 | 0 | 0
15 | Pull Station | 20 | 0% | 20 | EA |  | 0 | 0 | 10 | 0 | 0
16 | Heat Detector | 1 | 0% | 1 | EA |  | 0 | 0 | 1 | 0 | 0
17 | Smoke Detector | 118 | 0% | 118 | EA |  | 0 | 0 | 94.4 | 0 | 0
18 | Data Gathering Panel (DGP) | 4 | 0% | 4 | EA |  | 0 | 0 | 8 | 0 | 0
19 | Remote Power Supply (RPS) | 5 | 0% | 5 | EA |  | 0 | 0 | 2.5 | 0 | 0
20 | Fire Alarm Terminal Cabinet (FATC) | 10 | 0% | 10 | EA |  | 0 | 0 | 20 | 0 | 0
21 | Duct Mounted Smoke Detector | 7 | 0% | 7 | EA |  | 0 | 0 | 7 | 0 | 0
22 | Fused Disconnect Switch (FDS) | 10 | 0% | 10 | EA |  | 0 | 0 | 5 | 0 | 0
23 | Remote Annunciator Panel | 1 | 0% | 1 | EA |  | 0 | 0 | 2 | 0 | 0
24 | Fire Command Center With Integral Purge Key Switch | 1 | 0% | 1 | EA |  | 0 | 0 | 2 | 0 | 0
FIRE ALARM CABLES
1 | AWG # 10 | 38000 | 10% | 41800 | LFT |  | 0 | 0 | 366 | 0 | 0
2 | AWG # 8 | 2800 | 10% | 3080 | LFT |  | 0 | 0 | 35 | 0 | 0
3 | CAT 5e (Assumed for Antenna) | 2400 | 10% | 2640 | LFT |  | 0 | 0 | 23 | 0 | 0
CONDUITS
1 | 3/4" Conduit EMT | 18500 | 0% | 18500 | LFT |  | 0 | 0 | 925 | 0 | 0
AUXILIARY RADIO COMMUNICATION SYSTEM
1 | Arc System Radio Antenna | 10 | 0% | 10 | EA |  | 0 | 0 | 5 | 0 | 0
2 | Fuse Disconnect Switch (FDS) | 2 | 0% | 2 | EA |  | 0 | 0 | 1 | 0 | 0
3 | Fire Alarm Terminal Cabinet (FATC) | 1 | 0% | 1 | EA |  | 0 | 0 | 1 | 0 | 0
4 | Remote Power Supply (RPS) | 1 | 0% | 1 | EA |  | 0 | 0 | 0.5 | 0 | 0
5 | Arc Repeater Cabinet | 1 | 0% | 1 | EA |  | 0 | 0 | 1 | 0 | 0
6 | Arc System Operator Console | 1 | 0% | 1 | EA |  | 0 | 0 | 1 | 0 | 0
7 | Fire Command Center With Integral Purge Key Switch | 1 | 0% | 1 | EA |  | 0 | 0 | 2 | 0 | 0
8 | Junction Box | 1 | 0% | 1 | EA |  | 0 | 0 | 0.5 | 0 | 0
9 | Smoke Detector | 1 | 0% | 1 | EA |  | 0 | 0 | 1 | 0 | 0
TOTAL MATERIAL COST | [9 empty] | 0
TOTAL MANHOURS' COST | [9 empty] | 0
TOTAL COST | [9 empty] | 0
OVERHEADS & PROFIT | [8 empty] | 25% | 0
TOTAL BID | [9 empty] | 0
SCOPE OF ESTIMATE:
I | SUPPLY & INSTALLATION
1 | Fire Alarm System
2 | Fire Alarm Cables and Conduits
3 | Auxilary Radio Communication System

## Sprinkler System
PROJECT:
ADDRESS:
|  | REV: | [6 empty] | MANHOUR UNIT RATE
SR. NO. | DESCRIPTION | QUANTITY | WASTAGE | QTY WITH WASTAGE | UNIT | UNIT COST | MATERIAL COST | MANHOURS UNIT RATE | MANHOURS | MANHOURS COST | TOTAL TRADE COST
FIRE PROTECTION PIPE and FITTINGS
1 | 1" Fire Protection Pipe | 1500 | 10% | 1650 | LFT |  | 0 | 0 | 132 | 0 | 0
2 | 1.25" Fire Protection Pipe | 550 | 10% | 605 | LFT |  | 0 | 0 | 48.4 | 0 | 0
3 | 2.5" Fire Protection Pipe | 550 | 10% | 605 | LFT |  | 0 | 0 | 60.5 | 0 | 0
4 | 2" Fire Protection Pipe | 225 | 10% | 247.5 | LFT |  | 0 | 0 | 24.75 | 0 | 0
5 | 6" Fire Protection Pipe | 300 | 10% | 330 | LFT |  | 0 | 0 | 41.25 | 0 | 0
6 | 4" Fire Protection Pipe | 200 | 10% | 220 | LFT |  | 0 | 0 | 22 | 0 | 0
7 | 1.5" Fire Protection Pipe | 225 | 10% | 247.5 | LFT |  | 0 | 0 | 24.75 | 0 | 0
8 | 5" Fire Protection Pipe | 50 | 10% | 55 | LFT |  | 0 | 0 | 5.5 | 0 | 0
9 | 2.5" Elbow 90 | 11 | 0% | 11 | EA |  | 0 | 0 | 6.6 | 0 | 0
10 | 2.5"-2.5"-2" Tee | 2 | 0% | 2 | EA |  | 0 | 0 | 1.2 | 0 | 0
11 | 2" Elbow 90 | 1 | 0% | 1 | EA |  | 0 | 0 | 0.6 | 0 | 0
12 | 2"-1.25"-1.5" Tee | 1 | 0% | 1 | EA |  | 0 | 0 | 0.6 | 0 | 0
13 | 1.25"-1.25"-1.25" Tee | 37 | 0% | 37 | EA |  | 0 | 0 | 22.2 | 0 | 0
14 | 1.25"-1.25"-1" Tee | 31 | 0% | 31 | EA |  | 0 | 0 | 18.6 | 0 | 0
15 | 1"-1"-1" Tee | 72 | 0% | 72 | EA |  | 0 | 0 | 43.2 | 0 | 0
16 | 1" Elbow 90 | 91 | 0% | 91 | EA |  | 0 | 0 | 54.6 | 0 | 0
17 | 1.5"-1.25"-1" Tee | 3 | 0% | 3 | EA |  | 0 | 0 | 1.8 | 0 | 0
18 | 6"-2.5"-6" Tee | 4 | 0% | 4 | EA |  | 0 | 0 | 3 | 0 | 0
19 | 2.5"-1.25"-2.5" Tee | 21 | 0% | 21 | EA |  | 0 | 0 | 12.6 | 0 | 0
20 | 1.25"-1"-1.25" Tee | 5 | 0% | 5 | EA |  | 0 | 0 | 3 | 0 | 0
21 | 1.25"-1"-1" Tee | 28 | 0% | 28 | EA |  | 0 | 0 | 16.8 | 0 | 0
22 | 2.5"-1"-2.5" Tee | 20 | 0% | 20 | EA |  | 0 | 0 | 12 | 0 | 0
23 | 2.5"-1.5"-2.5" Tee | 26 | 0% | 26 | EA |  | 0 | 0 | 15.6 | 0 | 0
24 | 1.5"-1"-1.5" Tee | 6 | 0% | 6 | EA |  | 0 | 0 | 3.6 | 0 | 0
25 | 1.5"-1.5"-1.25" Tee | 13 | 0% | 13 | EA |  | 0 | 0 | 7.8 | 0 | 0
26 | 6" Shut off valve | 3 | 0% | 3 | EA |  | 0 | 0 | 2.25 | 0 | 0
27 | 4" Elbow 90 | 6 | 0% | 6 | EA |  | 0 | 0 | 3.6 | 0 | 0
28 | 4" Elbow 45 | 2 | 0% | 2 | EA |  | 0 | 0 | 1.2 | 0 | 0
29 | 2.5" End Cap | 17 | 0% | 17 | EA |  | 0 | 0 | 10.2 | 0 | 0
30 | 1.25" to 1" Reducer | 6 | 0% | 6 | EA |  | 0 | 0 | 3.6 | 0 | 0
31 | 2.5"-1.25"-1.25"-2" 4-Way Fitting | 2 | 0% | 2 | EA |  | 0 | 0 | 1.2 | 0 | 0
32 | 1.25" Elbow 90 | 13 | 0% | 13 | EA |  | 0 | 0 | 7.8 | 0 | 0
33 | 2.5"-1.25"-1"-2.5" 4-Way Fitting | 1 | 0% | 1 | EA |  | 0 | 0 | 0.6 | 0 | 0
34 | 2.5"-1"-1"-2.5" 4-Way Fitting | 1 | 0% | 1 | EA |  | 0 | 0 | 0.6 | 0 | 0
35 | 2.5"-2.5"-2.5" Tee | 13 | 0% | 13 | EA |  | 0 | 0 | 7.8 | 0 | 0
36 | 2"-2"-2" Tee | 2 | 0% | 2 | EA |  | 0 | 0 | 1.2 | 0 | 0
37 | 2"-2"-1.5" Tee | 2 | 0% | 2 | EA |  | 0 | 0 | 1.2 | 0 | 0
38 | 2.5"-1.5"-1"-2.5" 4-Way Fitting | 2 | 0% | 2 | EA |  | 0 | 0 | 1.2 | 0 | 0
39 | 1.5"-1.25" Reducer | 2 | 0% | 2 | EA |  | 0 | 0 | 1.2 | 0 | 0
40 | 6"-6"-6" Tee | 7 | 0% | 7 | EA |  | 0 | 0 | 4.2 | 0 | 0
41 | 6" Elbow 90 | 6 | 0% | 6 | EA |  | 0 | 0 | 4.5 | 0 | 0
42 | 6"-6"-4" Tee | 1 | 0% | 1 | EA |  | 0 | 0 | 0.75 | 0 | 0
43 | 4"-4"-4" Tee | 1 | 0% | 1 | EA |  | 0 | 0 | 0.6 | 0 | 0
44 | 6" Elbow 45 | 1 | 0% | 1 | EA |  | 0 | 0 | 0.75 | 0 | 0
45 | 6"-2.5"-2.5" Tee | 3 | 0% | 3 | EA |  | 0 | 0 | 2.25 | 0 | 0
46 | 1.25"-1" Elbow 90 | 4 | 0% | 4 | EA |  | 0 | 0 | 2.4 | 0 | 0
47 | 2.5"-2"-2.5" Tee | 8 | 0% | 8 | EA |  | 0 | 0 | 4.8 | 0 | 0
48 | 2"-1"-1.5" Tee | 5 | 0% | 5 | EA |  | 0 | 0 | 3 | 0 | 0
49 | 1.5"-1"-1.25" Tee | 17 | 0% | 17 | EA |  | 0 | 0 | 10.2 | 0 | 0
50 | 1.5"-1.5"-1.5" Tee | 11 | 0% | 11 | EA |  | 0 | 0 | 6.6 | 0 | 0
51 | 1"-1.5"-1" Tee | 3 | 0% | 3 | EA |  | 0 | 0 | 1.8 | 0 | 0
52 | 1.5"-1.25" Reducer | 3 | 0% | 3 | EA |  | 0 | 0 | 1.8 | 0 | 0
53 | 2"-1"-2" Tee | 3 | 0% | 3 | EA |  | 0 | 0 | 1.8 | 0 | 0
54 | 2"-1.5"-1.25" Tee | 2 | 0% | 2 | EA |  | 0 | 0 | 1.2 | 0 | 0
55 | 1.25"-1.5"-1" Tee | 2 | 0% | 2 | EA |  | 0 | 0 | 1.2 | 0 | 0
56 | 1.25"-1"-1.5" Tee | 4 | 0% | 4 | EA |  | 0 | 0 | 2.4 | 0 | 0
57 | 1.5"-1"-1"-1.5" 4 Way Fitting | 2 | 0% | 2 | EA |  | 0 | 0 | 1.2 | 0 | 0
58 | 1.5"-1.5"-1" Tee | 3 | 0% | 3 | EA |  | 0 | 0 | 1.8 | 0 | 0
59 | 2.5"-2"-2" Tee | 1 | 0% | 1 | EA |  | 0 | 0 | 0.6 | 0 | 0
60 | 2"-1"-1"-1.5" 4-Way Fittings | 1 | 0% | 1 | EA |  | 0 | 0 | 0.6 | 0 | 0
61 | 1.5" Elbow 90 | 2 | 0% | 2 | EA |  | 0 | 0 | 1.2 | 0 | 0
62 | 1.5"-1.25"-1.5" Tee | 1 | 0% | 1 | EA |  | 0 | 0 | 0.6 | 0 | 0
63 | 2"-1.5"-2" Tee | 1 | 0% | 1 | EA |  | 0 | 0 | 0.6 | 0 | 0
64 | 1.5"-2"-1" Tee | 1 | 0% | 1 | EA |  | 0 | 0 | 0.6 | 0 | 0
65 | 2.5"-1.25" Reducer | 1 | 0% | 1 | EA |  | 0 | 0 | 0.6 | 0 | 0
FIRE SPRINKLERS
1 | Sprinkler, Model # VICTAULIC/V3806, Residential Concealed, Finish-White, Type-QR, K-FACTOR-5.6, Size-1/2" | 295 | 0% | 295 | EA |  | 0 | 0 | 221 | 0 | 0
2 | Sprinkler, Model # VICTAULIC/V2703, Upright, Finish-Chrome, Type-QR, K-FACTOR-5.6, Size-1/2" | 55 | 0% | 55 | EA |  | 0 | 0 | 41 | 0 | 0
3 | Sprinkler, Model # VICTAULIC/V2744, Residential Sidewall, Finish-White, Type-QR, K-FACTOR-5.6, Size-1/2" | 4 | 0% | 4 | EA |  | 0 | 0 | 3 | 0 | 0
FIRE PUMPS
1 | Fire Pump, FAIRBANKS MODEL 4"-1594BF, 750GPM, Discharge Size-6",208V,3Phase, 60HP | 1 | 0% | 1 | EA |  | 0 | 0 | 36 | 0 | 0
2 | Jockey Pump, FAIRBANKS MODEL PVM1-10, 7.5GPM, Discharge Size-2",208V,3Phase, 1.5HP | 1 | 0% | 1 | EA |  | 0 | 0 | 16 | 0 | 0
FIRE SYSTEM FIXTURES
1 | VIC Mechanical Tee Style 920N Size-2" | 2 | 0% | 2 | EA |  | 0 | 0 | 1 | 0 | 0
2 | VIC Mechanical Tee Style 920N Size-6" | 2 | 0% | 2 | EA |  | 0 | 0 | 2 | 0 | 0
3 | VIC Firelock Butterfly Valve Series 705 | 2 | 0% | 2 | EA |  | 0 | 0 | 2 | 0 | 0
4 | VIC Firelock Check Valve Series 717 | 2 | 0% | 2 | EA |  | 0 | 0 | 2 | 0 | 0
5 | VICTAULIC Series 867 Pressure Reducing Valve (Bermad 720 UL/4") | 2 | 0% | 2 | EA |  | 0 | 0 | 2 | 0 | 0
6 | VIC Firelock Zone Control Riser Module Series 747MP W/PSI Relief Valve | 2 | 0% | 2 | EA |  | 0 | 0 | 2 | 0 | 0
7 | VIC Firelock 90 Deg Elbow No. 001 | 4 | 0% | 4 | EA |  | 0 | 0 | 2 | 0 | 0
8 | VIC IR Firelock 90 Deg Elbow No. 101 | 2 | 0% | 2 | EA |  | 0 | 0 | 1 | 0 | 0
9 | VIC Firelock Ez Rigid Coupling Style 009N (Or) Rigid Coupling Style 005 | 4 | 0% | 4 | EA |  | 0 | 0 | 4 | 0 | 0
10 | UL Listed FM Approved Flow Switch (System Sensor Model WFD) | 10 | 0% | 10 | EA |  | 0 | 0 | 5 | 0 | 0
11 | Pressure Gauge | 10 | 0% | 10 | EA |  | 0 | 0 | 5 | 0 | 0
12 | Isolation Valve for Gauge | 10 | 0% | 10 | EA |  | 0 | 0 | 5 | 0 | 0
13 | Pressure Relief Valve | 10 | 0% | 10 | EA |  | 0 | 0 | 5 | 0 | 0
14 | Shut Off Valve (Offset Handle For Access On Both Sides) | 10 | 0% | 10 | EA |  | 0 | 0 | 5 | 0 | 0
15 | Sight Glass (Visible From Both Sides) | 10 | 0% | 10 | EA |  | 0 | 0 | 5 | 0 | 0
16 | Test And Drain Valve (Handle On Both Sides) | 10 | 0% | 10 | EA |  | 0 | 0 | 5 | 0 | 0
17 | 5" Check Valve w/ ABD | 1 | 0% | 1 | EA |  | 0 | 0 | 1 | 0 | 0
18 | 1" Arm Over Threaded | 354 | 0% | 354 | EA |  | 0 | 0 | 88.5 | 0 | 0
19 | 1" Elbow Threaded | 1500 | 0% | 1500 | EA |  | 0 | 0 | 375 | 0 | 0
20 | 6" Riser Clamp | 10 | 0% | 10 | EA |  | 0 | 0 | 7.5 | 0 | 0
21 | 4" Riser Clamp | 10 | 0% | 10 | EA |  | 0 | 0 | 7.5 | 0 | 0
22 | Inlet Nipple (1" MPT) Or IGS Groove Style 108 Coupling | 1 | 0% | 1 | EA |  | 0 | 0 | 0.5 | 0 | 0
23 | 1" Nut | 1 | 0% | 1 | EA |  | 0 | 0 | 0.5 | 0 | 0
24 | 1" Isolation Ring | 1 | 0% | 1 | EA |  | 0 | 0 | 0.5 | 0 | 0
25 | 1" Collar w/ Welded Fittings | 2 | 0% | 2 | EA |  | 0 | 0 | 1 | 0 | 0
26 | Stainless Steel Flexible Braided Hose (1" Nominal Diameter), L-72" | 1 | 0% | 1 | EA |  | 0 | 0 | 0.5 | 0 | 0
27 | VIC Mechanical-T Outlet Style 922 Firelock (1" FMPT) | 1 | 0% | 1 | EA |  | 0 | 0 | 0.5 | 0 | 0
28 | Fire Hose Valve Station, 2.5" Threaded Outlet,capped & chained | 20 | 0% | 20 | EA |  | 0 | 0 | 10 | 0 | 0
29 | Tamper Switch | 10 | 0% | 10 | EA |  | 0 | 0 | 5 | 0 | 0
DEMOLITION
1 | Removal of sprinklers | 107 | 0% | 107 | EA |  | 0 | 0 | 54 | 0 | 0
TOTAL MATERIAL COST | [9 empty] | 0
TOTAL MANHOURS' COST | [9 empty] | 0
TOTAL COST | [9 empty] | 0
OVERHEADS & PROFIT | [8 empty] | 25% | 0
TOTAL BID | [9 empty] | 0
SCOPE OF ESTIMATE:
I | SUPPLY & INSTALLATION
1 | Pipe and Fittings
2 | Sprinkler Heads
3 | Fire pump and Jockey Pump
4 | FP Fixtures

## HVAC
PROJECT:
ADDRESS:
|  | REV: | [6 empty] | MANHOUR UNIT RATE
SR. NO. | DESCRIPTION | QUANTITY | WASTAGE | QTY WITH WASTAGE | UNIT | UNIT COST | MATERIAL COST | MANHOURS UNIT RATE | MANHOURS | MANHOURS COST | TOTAL TRADE COST
HVAC DUCTS (INCHES)
1 | 14x8 | 10 | 10% | 11 | LFT |  |  | 0 | 1.1 | 0 | 0
2 | 6x8 | 115 | 10% | 126.5 | LFT |  |  | 0 | 12.65 | 0 | 0
3 | 8x8 | 720 | 10% | 792 | LFT |  |  | 0 | 79.2 | 0 | 0
4 | 10x8 | 360 | 10% | 396 | LFT |  |  | 0 | 39.6 | 0 | 0
5 | 36x8 | 5 | 10% | 5.5 | LFT |  |  | 0 | 0.55 | 0 | 0
6 | 6x6 | 415 | 10% | 456.5 | LFT |  |  | 0 | 45.65 | 0 | 0
7 | 20x6 | 5 | 10% | 5.5 | LFT |  |  | 0 | 0.55 | 0 | 0
8 | 6" Φ | 695 | 10% | 764.5 | LFT |  |  | 0 | 76.45 | 0 | 0
9 | 10x10 | 80 | 10% | 88 | LFT |  |  | 0 | 8.8 | 0 | 0
10 | 12x12 | 45 | 10% | 49.5 | LFT |  |  | 0 | 4.95 | 0 | 0
11 | 14x10 | 10 | 10% | 11 | LFT |  |  | 0 | 1.1 | 0 | 0
12 | 8" Φ | 75 | 10% | 82.5 | LFT |  |  | 0 | 8.25 | 0 | 0
13 | 14x8 | 25 | 10% | 27.5 | LFT |  |  | 0 | 2.75 | 0 | 0
14 | 26x6 | 10 | 10% | 11 | LFT |  |  | 0 | 1.1 | 0 | 0
15 | 20x12 | 60 | 10% | 66 | LFT |  |  | 0 | 6.6 | 0 | 0
16 | 26x12 | 50 | 10% | 55 | LFT |  |  | 0 | 5.5 | 0 | 0
17 | 20x18 | 15 | 10% | 16.5 | LFT |  |  | 0 | 1.65 | 0 | 0
18 | 16x16 | 90 | 10% | 99 | LFT |  |  | 0 | 9.9 | 0 | 0
19 | 14x6 | 20 | 10% | 22 | LFT |  |  | 0 | 2.2 | 0 | 0
20 | 26x6 | 60 | 10% | 66 | LFT |  |  | 0 | 6.6 | 0 | 0
21 | 12x10 | 125 | 10% | 137.5 | LFT |  |  | 0 | 13.75 | 0 | 0
22 | 20x20 | 50 | 10% | 55 | LFT |  |  | 0 | 5.5 | 0 | 0
23 | 70x24 | 5 | 10% | 5.5 | LFT |  |  | 0 | 0.55 | 0 | 0
24 | 50x50 | 5 | 10% | 5.5 | LFT |  |  | 0 | 0.55 | 0 | 0
25 | 10x6 | 410 | 10% | 451 | LFT |  |  | 0 | 45.1 | 0 | 0
26 | 12x6 | 380 | 10% | 418 | LFT |  |  | 0 | 41.8 | 0 | 0
27 | 18x14 | 35 | 10% | 38.5 | LFT |  |  | 0 | 3.85 | 0 | 0
28 | 18x6 | 210 | 10% | 231 | LFT |  |  | 0 | 23.1 | 0 | 0
29 | 24x18 | 20 | 10% | 22 | LFT |  |  | 0 | 2.2 | 0 | 0
30 | 18x12 | 55 | 10% | 60.5 | LFT |  |  | 0 | 6.05 | 0 | 0
31 | 20x6 | 10 | 10% | 11 | LFT |  |  | 0 | 1.1 | 0 | 0
32 | 18x12 | 15 | 10% | 16.5 | LFT |  |  | 0 | 1.65 | 0 | 0
33 | 34x12 | 10 | 10% | 11 | LFT |  |  | 0 | 1.1 | 0 | 0
34 | 20x22 | 30 | 10% | 33 | LFT |  |  | 0 | 3.3 | 0 | 0
35 | 18x20 | 80 | 10% | 88 | LFT |  |  | 0 | 8.8 | 0 | 0
36 | 14x20 | 50 | 10% | 55 | LFT |  |  | 0 | 5.5 | 0 | 0
37 | 18x12 | 30 | 10% | 33 | LFT |  |  | 0 | 3.3 | 0 | 0
38 | 30x26 | 50 | 10% | 55 | LFT |  |  | 0 | 5.5 | 0 | 0
39 | 18" Φ | 20 | 10% | 22 | LFT |  |  | 0 | 2.2 | 0 | 0
40 | 16x12 | 15 | 10% | 16.5 | LFT |  |  | 0 | 1.65 | 0 | 0
41 | 26x30 | 50 | 10% | 55 | LFT |  |  | 0 | 5.5 | 0 | 0
42 | 14" Φ | 50 | 10% | 55 | LFT |  |  | 0 | 5.5 | 0 | 0
43 | 24x20 | 15 | 10% | 16.5 | LFT |  |  | 0 | 1.65 | 0 | 0
44 | 22x14 | 20 | 10% | 22 | LFT |  |  | 0 | 2.2 | 0 | 0
45 | 24x10 | 20 | 10% | 22 | LFT |  |  | 0 | 2.2 | 0 | 0
46 | 28x14 | 20 | 10% | 22 | LFT |  |  | 0 | 2.2 | 0 | 0
47 | 24x14 | 20 | 10% | 22 | LFT |  |  | 0 | 2.2 | 0 | 0
48 | 6" Φ flexible | 100 | 10% | 110 | LFT |  |  | 0 | 11 | 0 | 0
49 | 8" Φ flexible | 80 | 10% | 88 | LFT |  |  | 0 | 8.8 | 0 | 0
50 | 30x36 | 50 | 10% | 55 | LFT |  |  | 0 | 5.5 | 0 | 0
51 | dia 22 | 25 | 10% | 27.5 | LFT |  |  | 0 | 2.75 | 0 | 0
52 | dia 18 | 25 | 10% | 27.5 | LFT |  |  | 0 | 2.75 | 0 | 0
53 | dia 24 | 25 | 10% | 27.5 | LFT |  |  | 0 | 2.75 | 0 | 0
54 | dia 16 | 25 | 10% | 27.5 | LFT |  |  | 0 | 2.75 | 0 | 0
55 | 16x6 | 20 | 10% | 22 | LFT |  |  | 0 | 2.2 | 0 | 0
56 | 12x8 | 90 | 10% | 99 | LFT |  |  | 0 | 9.9 | 0 | 0
57 | 14x18 | 20 | 10% | 22 | LFT |  |  | 0 | 2.2 | 0 | 0
58 | 24x8 | 20 | 10% | 22 | LFT |  |  | 0 | 2.2 | 0 | 0
59 | 12x18 | 20 | 10% | 22 | LFT |  |  | 0 | 2.2 | 0 | 0
60 | 18x18 | 20 | 10% | 22 | LFT |  |  | 0 | 2.2 | 0 | 0
61 | 12x16 | 60 | 10% | 66 | LFT |  |  | 0 | 6.6 | 0 | 0
62 | 24x6 | 30 | 10% | 33 | LFT |  |  | 0 | 3.3 | 0 | 0
63 | 14x16 | 30 | 10% | 33 | LFT |  |  | 0 | 3.3 | 0 | 0
Material: Galvanized Sheet Steel: Lock-forming quality, ASTM A 653, Coating Designation G 90. Provide mill phosphatized or galvanealed finish for surfaces of ducts exposed to view that is to be field painted. Provide bright galvanized finish for ductwork
BRANCH DUCT WITH BELL-MOUTH FITTING (INCHES)
1 | 14x8 to 8x6 | 1 | 0% | 1 | EA |  |  | 0 | 0.5 | 0 | 0
2 | 10x8 to 10x6 | 1 | 0% | 1 | EA |  |  | 0 | 0.5 | 0 | 0
3 | 10x10 to 6x6 | 4 | 0% | 4 | EA |  |  | 0 | 2 | 0 | 0
4 | 6x6 to 6x6 | 1 | 0% | 1 | EA |  |  | 0 | 0.5 | 0 | 0
5 | 14x8 to 6x6 | 4 | 0% | 4 | EA |  |  | 0 | 2 | 0 | 0
6 | 6x8 to 6" Φ | 1 | 0% | 1 | EA |  |  | 0 | 0.5 | 0 | 0
7 | 14x10 to 14x10 | 1 | 0% | 1 | EA |  |  | 0 | 0.5 | 0 | 0
8 | 12x12 to 6x6 | 6 | 0% | 6 | EA |  |  | 0 | 3 | 0 | 0
9 | 6x26 to 6x6 | 4 | 0% | 4 | EA |  |  | 0 | 2 | 0 | 0
10 | 20x18 to 20x18 | 2 | 0% | 2 | EA |  |  | 0 | 1 | 0 | 0
11 | 12x8 to 12x8 | 3 | 0% | 3 | EA |  |  | 0 | 1.5 | 0 | 0
12 | 12x8 to 10x6 | 7 | 0% | 7 | EA |  |  | 0 | 3.5 | 0 | 0
13 | 12x6 to 12x6 | 3 | 0% | 3 | EA |  |  | 0 | 1.5 | 0 | 0
14 | 8x8 to 8x6 | 3 | 0% | 3 | EA |  |  | 0 | 1.5 | 0 | 0
15 | 8x8 to 6x6 | 12 | 0% | 12 | EA |  |  | 0 | 6 | 0 | 0
16 | 12x10 to 12x10 | 3 | 0% | 3 | EA |  |  | 0 | 1.5 | 0 | 0
17 | 14x8 to 12x6 | 3 | 0% | 3 | EA |  |  | 0 | 1.5 | 0 | 0
18 | 14x18 to 12x10 | 3 | 0% | 3 | EA |  |  | 0 | 1.5 | 0 | 0
19 | 8x8 to 8x8 | 4 | 0% | 4 | EA |  |  | 0 | 2 | 0 | 0
20 | 10x6 to 10x6 | 3 | 0% | 3 | EA |  |  | 0 | 1.5 | 0 | 0
21 | 12x8 to 10x8 | 2 | 0% | 2 | EA |  |  | 0 | 1 | 0 | 0
22 | 24x8 to 12x6 | 2 | 0% | 2 | EA |  |  | 0 | 1 | 0 | 0
23 | 8x6 to 6x6 | 3 | 0% | 3 | EA |  |  | 0 | 1.5 | 0 | 0
24 | 18x14 to 8x6 | 1 | 0% | 1 | EA |  |  | 0 | 0.5 | 0 | 0
25 | 10x6 to 6x6 | 2 | 0% | 2 | EA |  |  | 0 | 1 | 0 | 0
26 | 8x8 to 6x6 | 4 | 0% | 4 | EA |  |  | 0 | 2 | 0 | 0
27 | 8x8 to 8x8 | 2 | 0% | 2 | EA |  |  | 0 | 1 | 0 | 0
28 | 26x26 to 6x6 | 1 | 0% | 1 | EA |  |  | 0 | 0.5 | 0 | 0
29 | 26x30 to 18x12 | 1 | 0% | 1 | EA |  |  | 0 | 0.5 | 0 | 0
30 | 26x30 to 22x14 | 1 | 0% | 1 | EA |  |  | 0 | 0.5 | 0 | 0
31 | 26x30 to 14x12 | 1 | 0% | 1 | EA |  |  | 0 | 0.5 | 0 | 0
32 | 30x20 to 24x14 | 1 | 0% | 1 | EA |  |  | 0 | 0.5 | 0 | 0
33 | 30x20 to 22x18 | 1 | 0% | 1 | EA |  |  | 0 | 0.5 | 0 | 0
34 | 30x26 to 28x14 | 1 | 0% | 1 | EA |  |  | 0 | 0.5 | 0 | 0
35 | 30x26 to 24x10 | 1 | 0% | 1 | EA |  |  | 0 | 0.5 | 0 | 0
36 | 8x10 to 8" Φ | 1 | 0% | 1 | EA |  |  | 0 | 0.5 | 0 | 0
BRANCH DUCT WITH 45° RECTANGLE-ROUND BRANCH FITTING (INCHES)
1 | 10x8 to 6" Φ | 1 | 0% | 1 | EA |  |  | 0 | 0.5 | 0 | 0
2 | 6x8 to 6" Φ | 17 | 0% | 17 | EA |  |  | 0 | 8.5 | 0 | 0
3 | 6x6 to 6" Φ | 2 | 0% | 2 | EA |  |  | 0 | 1 | 0 | 0
4 | 8x8 to 6" Φ | 47 | 0% | 47 | EA |  |  | 0 | 23.5 | 0 | 0
5 | 12x12 to 6" Φ | 3 | 0% | 3 | EA |  |  | 0 | 1.5 | 0 | 0
6 | 8x6 to 6" Φ | 9 | 0% | 9 | EA |  |  | 0 | 4.5 | 0 | 0
7 | 10x6 to 6" Φ | 3 | 0% | 3 | EA |  |  | 0 | 1.5 | 0 | 0
8 | 12x18 to 6" Φ | 1 | 0% | 1 | EA |  |  | 0 | 0.5 | 0 | 0
9 | 6" Φ to 6" Φ | 1 | 0% | 1 | EA |  |  | 0 | 0.5 | 0 | 0
10 | 8x10 to 8" Φ | 1 | 0% | 1 | EA |  |  | 0 | 0.5 | 0 | 0
11 | 30x20 to 18" Φ | 1 | 0% | 1 | EA |  |  | 0 | 0.5 | 0 | 0
12 | 10x20 to 6" Φ | 2 | 0% | 2 | EA |  |  | 0 | 1 | 0 | 0
13 | 10x10 to 6" Φ | 3 | 0% | 3 | EA |  |  | 0 | 1.5 | 0 | 0
14 | 10x10 to 8" Φ | 1 | 0% | 1 | EA |  |  | 0 | 0.5 | 0 | 0
Prefabricated 45 Degree, High Efficiency, Rectangular/Round Branch Duct Takeoff Fitting For Branch Duct Connections And Take-Offs To Individual Diffusers, Registers And Grilles. Provide With Integral Manual Balancing Damper
DUCT TRANSITION (INCHES)
1 | 10x10 to 14x8 | 1 | 0% | 1 | EA |  |  | 0 | 0.5 | 0 | 0
2 | 8x6 to 8x8 | 3 | 0% | 3 | EA |  |  | 0 | 1.5 | 0 | 0
3 | 14x8 to 10x8 | 1 | 0% | 1 | EA |  |  | 0 | 0.5 | 0 | 0
4 | 10x8 to 8x6 | 1 | 0% | 1 | EA |  |  | 0 | 0.5 | 0 | 0
5 | 10x10 to 8x6 | 1 | 0% | 1 | EA |  |  | 0 | 0.5 | 0 | 0
6 | 12x10 to 14x8 | 1 | 0% | 1 | EA |  |  | 0 | 0.5 | 0 | 0
7 | 8x6 to 6" Φ | 1 | 0% | 1 | EA |  |  | 0 | 0.5 | 0 | 0
8 | 6x26 to 14x6 | 1 | 0% | 1 | EA |  |  | 0 | 0.5 | 0 | 0
9 | 6x26 to 10x12 | 1 | 0% | 1 | EA |  |  | 0 | 0.5 | 0 | 0
10 | 26x12 to 20x18 | 1 | 0% | 1 | EA |  |  | 0 | 0.5 | 0 | 0
11 | 20x12 to 16x16 | 1 | 0% | 1 | EA |  |  | 0 | 0.5 | 0 | 0
12 | 12x16 to 12x6 | 3 | 0% | 3 | EA |  |  | 0 | 1.5 | 0 | 0
13 | 12x6 to 8x8 | 3 | 0% | 3 | EA |  |  | 0 | 1.5 | 0 | 0
14 | 12x16 to 8x8 | 3 | 0% | 3 | EA |  |  | 0 | 1.5 | 0 | 0
15 | 10x6 to 8x6 | 4 | 0% | 4 | EA |  |  | 0 | 2 | 0 | 0
16 | 10x10 to 6x8 | 3 | 0% | 3 | EA |  |  | 0 | 1.5 | 0 | 0
17 | 14x16 to 10x6 | 3 | 0% | 3 | EA |  |  | 0 | 1.5 | 0 | 0
18 | 12x10 to 10x8 | 3 | 0% | 3 | EA |  |  | 0 | 1.5 | 0 | 0
19 | 12x10 to 8x8 | 3 | 0% | 3 | EA |  |  | 0 | 1.5 | 0 | 0
20 | 10x10 to 8x8 | 3 | 0% | 3 | EA |  |  | 0 | 1.5 | 0 | 0
21 | 18x8 to 12x8 | 2 | 0% | 2 | EA |  |  | 0 | 1 | 0 | 0
22 | 14x20 to 8x8 | 2 | 0% | 2 | EA |  |  | 0 | 1 | 0 | 0
23 | 14x14 to 10x6 | 2 | 0% | 2 | EA |  |  | 0 | 1 | 0 | 0
24 | 22x18 to 12x6 | 2 | 0% | 2 | EA |  |  | 0 | 1 | 0 | 0
25 | 20x12 to 8x8 | 2 | 0% | 2 | EA |  |  | 0 | 1 | 0 | 0
26 | 14x18 to 8x8 | 2 | 0% | 2 | EA |  |  | 0 | 1 | 0 | 0
27 | 8x8 to 6x6 | 3 | 0% | 3 | EA |  |  | 0 | 1.5 | 0 | 0
28 | 12x18 to 8x8 | 2 | 0% | 2 | EA |  |  | 0 | 1 | 0 | 0
29 | 18x20 to 12x10 | 2 | 0% | 2 | EA |  |  | 0 | 1 | 0 | 0
30 | 16x10 to 6x8 | 2 | 0% | 2 | EA |  |  | 0 | 1 | 0 | 0
31 | 12x12 to 8x8 | 2 | 0% | 2 | EA |  |  | 0 | 1 | 0 | 0
32 | 8x8 to 6" Φ | 2 | 0% | 2 | EA |  |  | 0 | 1 | 0 | 0
33 | 18x12 to 8x8 | 2 | 0% | 2 | EA |  |  | 0 | 1 | 0 | 0
34 | 8x10 to 12x6 | 2 | 0% | 2 | EA |  |  | 0 | 1 | 0 | 0
35 | 14x20 to 10x6 | 2 | 0% | 2 | EA |  |  | 0 | 1 | 0 | 0
36 | 20x20 to 10x6 | 2 | 0% | 2 | EA |  |  | 0 | 1 | 0 | 0
37 | 22x18 to 18x18 | 1 | 0% | 1 | EA |  |  | 0 | 0.5 | 0 | 0
38 | 18x14 to 24x10 | 1 | 0% | 1 | EA |  |  | 0 | 0.5 | 0 | 0
39 | 28x14 to 8x8 | 1 | 0% | 1 | EA |  |  | 0 | 0.5 | 0 | 0
40 | 28x14 to 8x6 | 1 | 0% | 1 | EA |  |  | 0 | 0.5 | 0 | 0
41 | 8x6 to 6x6 | 1 | 0% | 1 | EA |  |  | 0 | 0.5 | 0 | 0
42 | 24x18 to 10x6 | 1 | 0% | 1 | EA |  |  | 0 | 0.5 | 0 | 0
43 | 20x22 to 12x6 | 1 | 0% | 1 | EA |  |  | 0 | 0.5 | 0 | 0
44 | 18x12 to 6" Φ | 1 | 0% | 1 | EA |  |  | 0 | 0.5 | 0 | 0
45 | 34x12 to 24x20 | 1 | 0% | 1 | EA |  |  | 0 | 0.5 | 0 | 0
46 | 22x14 to 8x8 | 1 | 0% | 1 | EA |  |  | 0 | 0.5 | 0 | 0
47 | 20x10 to 8x8 | 1 | 0% | 1 | EA |  |  | 0 | 0.5 | 0 | 0
48 | 6x6 to 6" Φ | 1 | 0% | 1 | EA |  |  | 0 | 0.5 | 0 | 0
49 | 18x24 to 10x6 | 2 | 0% | 2 | EA |  |  | 0 | 1 | 0 | 0
50 | 24x12 to 8x8 | 2 | 0% | 2 | EA |  |  | 0 | 1 | 0 | 0
51 | 18x8 to 8x8 | 1 | 0% | 1 | EA |  |  | 0 | 0.5 | 0 | 0
52 | 12x8 to 6" Φ | 1 | 0% | 1 | EA |  |  | 0 | 0.5 | 0 | 0
53 | 20x22 to 12x6 | 1 | 0% | 1 | EA |  |  | 0 | 0.5 | 0 | 0
54 | 34x12 to 10x8 | 1 | 0% | 1 | EA |  |  | 0 | 0.5 | 0 | 0
55 | 18x12 to 8x8 | 1 | 0% | 1 | EA |  |  | 0 | 0.5 | 0 | 0
56 | 12x18 to 8x8 | 1 | 0% | 1 | EA |  |  | 0 | 0.5 | 0 | 0
57 | 16x12 to 10x20 | 1 | 0% | 1 | EA |  |  | 0 | 0.5 | 0 | 0
58 | 16x30 to 18" Φ | 1 | 0% | 1 | EA |  |  | 0 | 0.5 | 0 | 0
59 | 30x16 to 14" Φ | 1 | 0% | 1 | EA |  |  | 0 | 0.5 | 0 | 0
60 | 22x18 to 10x6 | 1 | 0% | 1 | EA |  |  | 0 | 0.5 | 0 | 0
61 | 20x24 to 10x8 | 1 | 0% | 1 | EA |  |  | 0 | 0.5 | 0 | 0
DUCT ELBOW 90 (INCHES)
1 | 10x10 | 8 | 0% | 8 | EA |  |  | 0 | 4 | 0 | 0
2 | 14x8 | 2 | 0% | 2 | EA |  |  | 0 | 1 | 0 | 0
3 | 8x6 | 11 | 0% | 11 | EA |  |  | 0 | 5.5 | 0 | 0
4 | 10x8 | 6 | 0% | 6 | EA |  |  | 0 | 3 | 0 | 0
5 | 6" Φ | 57 | 0% | 57 | EA |  |  | 0 | 28.5 | 0 | 0
6 | 6x6 | 23 | 0% | 23 | EA |  |  | 0 | 11.5 | 0 | 0
7 | 12x12 | 8 | 0% | 8 | EA |  |  | 0 | 4 | 0 | 0
8 | 6x8 | 11 | 0% | 11 | EA |  |  | 0 | 5.5 | 0 | 0
9 | 18x20 | 9 | 0% | 9 | EA |  |  | 0 | 4.5 | 0 | 0
10 | 16x16 | 7 | 0% | 7 | EA |  |  | 0 | 3.5 | 0 | 0
11 | 20x20 | 4 | 0% | 4 | EA |  |  | 0 | 2 | 0 | 0
12 | 12x12 | 3 | 0% | 3 | EA |  |  | 0 | 1.5 | 0 | 0
13 | 26x12 | 2 | 0% | 2 | EA |  |  | 0 | 1 | 0 | 0
14 | 20x12 | 3 | 0% | 3 | EA |  |  | 0 | 1.5 | 0 | 0
15 | 18x6 | 1 | 0% | 1 | EA |  |  | 0 | 0.5 | 0 | 0
16 | 8x12 | 9 | 0% | 9 | EA |  |  | 0 | 4.5 | 0 | 0
17 | 10x6 | 6 | 0% | 6 | EA |  |  | 0 | 3 | 0 | 0
18 | 12x16 | 6 | 0% | 6 | EA |  |  | 0 | 3 | 0 | 0
19 | 8x8 | 23 | 0% | 23 | EA |  |  | 0 | 11.5 | 0 | 0
20 | 12x10 | 15 | 0% | 15 | EA |  |  | 0 | 7.5 | 0 | 0
21 | 6x8 | 3 | 0% | 3 | EA |  |  | 0 | 1.5 | 0 | 0
22 | 14x6 | 3 | 0% | 3 | EA |  |  | 0 | 1.5 | 0 | 0
23 | 10x8 | 12 | 0% | 12 | EA |  |  | 0 | 6 | 0 | 0
24 | 14x20 | 5 | 0% | 5 | EA |  |  | 0 | 2.5 | 0 | 0
25 | 18x18 | 3 | 0% | 3 | EA |  |  | 0 | 1.5 | 0 | 0
26 | 14x14 | 2 | 0% | 2 | EA |  |  | 0 | 1 | 0 | 0
27 | 22x18 | 4 | 0% | 4 | EA |  |  | 0 | 2 | 0 | 0
28 | 14x18 | 2 | 0% | 2 | EA |  |  | 0 | 1 | 0 | 0
29 | 12x18 | 5 | 0% | 5 | EA |  |  | 0 | 2.5 | 0 | 0
30 | 16x10 | 3 | 0% | 3 | EA |  |  | 0 | 1.5 | 0 | 0
31 | 18x12 | 6 | 0% | 6 | EA |  |  | 0 | 3 | 0 | 0
32 | 8x10 | 6 | 0% | 6 | EA |  |  | 0 | 3 | 0 | 0
33 | 12x6 | 14 | 0% | 14 | EA |  |  | 0 | 7 | 0 | 0
34 | 18x14 | 2 | 0% | 2 | EA |  |  | 0 | 1 | 0 | 0
35 | 24x10 | 2 | 0% | 2 | EA |  |  | 0 | 1 | 0 | 0
36 | 28x14 | 2 | 0% | 2 | EA |  |  | 0 | 1 | 0 | 0
37 | 18x24 | 4 | 0% | 4 | EA |  |  | 0 | 2 | 0 | 0
38 | 12x18 | 1 | 0% | 1 | EA |  |  | 0 | 0.5 | 0 | 0
39 | 20x22 | 2 | 0% | 2 | EA |  |  | 0 | 1 | 0 | 0
40 | 12x16 | 2 | 0% | 2 | EA |  |  | 0 | 1 | 0 | 0
41 | 18x12 | 7 | 0% | 7 | EA |  |  | 0 | 3.5 | 0 | 0
42 | 34x12 | 2 | 0% | 2 | EA |  |  | 0 | 1 | 0 | 0
43 | 24x20 | 4 | 0% | 4 | EA |  |  | 0 | 2 | 0 | 0
44 | 22x14 | 1 | 0% | 1 | EA |  |  | 0 | 0.5 | 0 | 0
45 | 16x16 | 2 | 0% | 2 | EA |  |  | 0 | 1 | 0 | 0
46 | 20x10 | 1 | 0% | 1 | EA |  |  | 0 | 0.5 | 0 | 0
47 | 18x6 | 1 | 0% | 1 | EA |  |  | 0 | 0.5 | 0 | 0
48 | 24x12 | 1 | 0% | 1 | EA |  |  | 0 | 0.5 | 0 | 0
49 | 18x18 | 1 | 0% | 1 | EA |  |  | 0 | 0.5 | 0 | 0
50 | 22x14 | 1 | 0% | 1 | EA |  |  | 0 | 0.5 | 0 | 0
51 | 26x30 | 1 | 0% | 1 | EA |  |  | 0 | 0.5 | 0 | 0
52 | 10x20 | 2 | 0% | 2 | EA |  |  | 0 | 1 | 0 | 0
53 | 18" Φ | 1 | 0% | 1 | EA |  |  | 0 | 0.5 | 0 | 0
54 | 14" Φ | 1 | 0% | 1 | EA |  |  | 0 | 0.5 | 0 | 0
55 | 24x14 | 1 | 0% | 1 | EA |  |  | 0 | 0.5 | 0 | 0
56 | 22x18 | 1 | 0% | 1 | EA |  |  | 0 | 0.5 | 0 | 0
57 | 16x22 | 1 | 0% | 1 | EA |  |  | 0 | 0.5 | 0 | 0
58 | 18x24 | 1 | 0% | 1 | EA |  |  | 0 | 0.5 | 0 | 0
59 | 20x24 | 1 | 0% | 1 | EA |  |  | 0 | 0.5 | 0 | 0
60 | 20x22 | 1 | 0% | 1 | EA |  |  | 0 | 0.5 | 0 | 0
61 | 18x20 | 1 | 0% | 1 | EA |  |  | 0 | 0.5 | 0 | 0
62 | 20x20 | 1 | 0% | 1 | EA |  |  | 0 | 0.5 | 0 | 0
63 | 24x10 | 1 | 0% | 1 | EA |  |  | 0 | 0.5 | 0 | 0
64 | 22x14 | 1 | 0% | 1 | EA |  |  | 0 | 0.5 | 0 | 0
65 | 28x14 | 1 | 0% | 1 | EA |  |  | 0 | 0.5 | 0 | 0
66 | 18x12 | 1 | 0% | 1 | EA |  |  | 0 | 0.5 | 0 | 0
67 | 16x10 | 1 | 0% | 1 | EA |  |  | 0 | 0.5 | 0 | 0
DUCT ELBOW WITH TURNING VANES (INCHES)
1 | 10x10 | 1 | 0% | 1 | EA |  |  | 0 | 0.5 | 0 | 0
2 | 8x6 45 | 2 | 0% | 2 | EA |  |  | 0 | 1 | 0 | 0
3 | 6x6 | 11 | 0% | 11 | EA |  |  | 0 | 5.5 | 0 | 0
4 | 6x6 45 | 4 | 0% | 4 | EA |  |  | 0 | 2 | 0 | 0
5 | 14x8 | 2 | 0% | 2 | EA |  |  | 0 | 1 | 0 | 0
6 | 12x8 | 3 | 0% | 3 | EA |  |  | 0 | 1.5 | 0 | 0
7 | 12x6 | 11 | 0% | 11 | EA |  |  | 0 | 5.5 | 0 | 0
8 | 10x6 45 | 6 | 0% | 6 | EA |  |  | 0 | 3 | 0 | 0
9 | 10x6 | 12 | 0% | 12 | EA |  |  | 0 | 6 | 0 | 0
10 | 12x10 | 3 | 0% | 3 | EA |  |  | 0 | 1.5 | 0 | 0
11 | 6" Φ | 6 | 0% | 6 | EA |  |  | 0 | 3 | 0 | 0
12 | 16x16 | 2 | 0% | 2 | EA |  |  | 0 | 1 | 0 | 0
13 | 18x6 | 2 | 0% | 2 | EA |  |  | 0 | 1 | 0 | 0
14 | 24x8 | 2 | 0% | 2 | EA |  |  | 0 | 1 | 0 | 0
15 | 12x6 | 2 | 0% | 2 | EA |  |  | 0 | 1 | 0 | 0
16 | 8x8 | 1 | 0% | 1 | EA |  |  | 0 | 0.5 | 0 | 0
17 | 18x14 | 1 | 0% | 1 | EA |  |  | 0 | 0.5 | 0 | 0
18 | 24x18 | 1 | 0% | 1 | EA |  |  | 0 | 0.5 | 0 | 0
19 | 24x20 | 1 | 0% | 1 | EA |  |  | 0 | 0.5 | 0 | 0
20 | 16x12 | 1 | 0% | 1 | EA |  |  | 0 | 0.5 | 0 | 0
21 | 30x20 | 2 | 0% | 2 | EA |  |  | 0 | 1 | 0 | 0
22 | 24x14 | 1 | 0% | 1 | EA |  |  | 0 | 0.5 | 0 | 0
DUCT ELBOW 45 (INCHES)
1 | 10x8 | 10 | 0% | 10 | EA |  |  | 0 | 5 | 0 | 0
2 | 6x8 | 4 | 0% | 4 | EA |  |  | 0 | 2 | 0 | 0
3 | 26x6 | 2 | 0% | 2 | EA |  |  | 0 | 1 | 0 | 0
4 | 8x8 | 12 | 0% | 12 | EA |  |  | 0 | 6 | 0 | 0
5 | 24x18 | 2 | 0% | 2 | EA |  |  | 0 | 1 | 0 | 0
6 | 12x6 | 2 | 0% | 2 | EA |  |  | 0 | 1 | 0 | 0
7 | 18x12 | 2 | 0% | 2 | EA |  |  | 0 | 1 | 0 | 0
8 | 20x10 | 2 | 0% | 2 | EA |  |  | 0 | 1 | 0 | 0
DUCT TEE (INCHES)
1 | 6x6 to 6x6 to 6x6 | 5 | 0% | 5 | EA |  |  | 0 | 2.5 | 0 | 0
2 | 10x10 to 6x6 to 10x10 | 1 | 0% | 1 | EA |  |  | 0 | 0.5 | 0 | 0
3 | 14x8 to 14x8 to 14x8 | 1 | 0% | 1 | EA |  |  | 0 | 0.5 | 0 | 0
4 | 26x12 to 12x18 to 26x12 | 3 | 0% | 3 | EA |  |  | 0 | 1.5 | 0 | 0
5 | 20x12 to 18x10 to 20x12 | 2 | 0% | 2 | EA |  |  | 0 | 1 | 0 | 0
6 | 12x8 to 6x6 to 8x8 | 3 | 0% | 3 | EA |  |  | 0 | 1.5 | 0 | 0
7 | 12x6 to 12x6 to 12x6 | 6 | 0% | 6 | EA |  |  | 0 | 3 | 0 | 0
8 | 24x6 to 24x6 to 24x6 | 3 | 0% | 3 | EA |  |  | 0 | 1.5 | 0 | 0
9 | 2x8 to 8x8 to 8x8 | 2 | 0% | 2 | EA |  |  | 0 | 1 | 0 | 0
10 | 10x6 to 10x6 to 10x6 | 3 | 0% | 3 | EA |  |  | 0 | 1.5 | 0 | 0
11 | 8x10 to 32x10 to 8x10 | 2 | 0% | 2 | EA |  |  | 0 | 1 | 0 | 0
12 | 24x8 to 24x8 to 24x8 | 2 | 0% | 2 | EA |  |  | 0 | 1 | 0 | 0
13 | 8x6 to 8x6 to 8x6 | 1 | 0% | 1 | EA |  |  | 0 | 0.5 | 0 | 0
14 | 6" Φ to 6" Φ to 6" Φ | 1 | 0% | 1 | EA |  |  | 0 | 0.5 | 0 | 0
15 | 8x8 to 8x8 to 8x8 | 2 | 0% | 2 | EA |  |  | 0 | 1 | 0 | 0
16 | 18x6 to 18x6 to 18x6 | 2 | 0% | 2 | EA |  |  | 0 | 1 | 0 | 0
17 | 26x6 to 26x6 to 26x6 | 2 | 0% | 2 | EA |  |  | 0 | 1 | 0 | 0
18 | 18" Φ to 18" Φ to 18" Φ | 1 | 0% | 1 | EA |  |  | 0 | 0.5 | 0 | 0
19 | 8x10 to 8x10 to 8x10 | 1 | 0% | 1 | EA |  |  | 0 | 0.5 | 0 | 0
MANUAL VOLUME DAMPER (INCHES)
1 | 8x8 Volume Damper | 9 | 0% | 9 | EA |  |  | 0 | 4.5 | 0 | 0
2 | 8x6 Volume Damper | 8 | 0% | 8 | EA |  |  | 0 | 4 | 0 | 0
3 | 6" Φ Volume Damper | 11 | 0% | 11 | EA |  |  | 0 | 5.5 | 0 | 0
4 | 10x6 Volume Damper | 8 | 0% | 8 | EA |  |  | 0 | 4 | 0 | 0
5 | 6x6 Volume Damper | 50 | 0% | 50 | EA |  |  | 0 | 25 | 0 | 0
6 | 6x8 Volume Damper | 1 | 0% | 1 | EA |  |  | 0 | 0.5 | 0 | 0
7 | 20x18 Volume Damper | 2 | 0% | 2 | EA |  |  | 0 | 1 | 0 | 0
8 | 12x18 Volume Damper | 3 | 0% | 3 | EA |  |  | 0 | 1.5 | 0 | 0
9 | 18x10 Volume Damper | 2 | 0% | 2 | EA |  |  | 0 | 1 | 0 | 0
10 | 12x6 Volume Damper | 7 | 0% | 7 | EA |  |  | 0 | 3.5 | 0 | 0
11 | 8" Φ Volume Damper | 4 | 0% | 4 | EA |  |  | 0 | 2 | 0 | 0
FIRE SMOKE DAMPER (FSD) (INCHES)
1 | 12x12 FSD | 1 | 0% | 1 | EA |  |  | 0 | 0.5 | 0 | 0
2 | 14x8 FSD | 1 | 0% | 1 | EA |  |  | 0 | 0.5 | 0 | 0
3 | 6x8 FSD | 1 | 0% | 1 | EA |  |  | 0 | 0.5 | 0 | 0
4 | 6x6 FSD | 1 | 0% | 1 | EA |  |  | 0 | 0.5 | 0 | 0
5 | 6" Φ FSD | 3 | 0% | 3 | EA |  |  | 0 | 1.5 | 0 | 0
6 | 24x6 FSD | 1 | 0% | 1 | EA |  |  | 0 | 0.5 | 0 | 0
7 | 14x10 FSD | 1 | 0% | 1 | EA |  |  | 0 | 0.5 | 0 | 0
SMOKE DAMPER (SD) (INCHES)
1 | 30x20 SD | 1 | 0% | 1 | EA |  |  | 0 | 0.5 | 0 | 0
2 | 30x26 SD | 1 | 0% | 1 | EA |  |  | 0 | 0.5 | 0 | 0
3 | 26x30 SD | 1 | 0% | 1 | EA |  |  | 0 | 0.5 | 0 | 0
4 | 16x22 SD | 1 | 0% | 1 | EA |  |  | 0 | 0.5 | 0 | 0
FIRE DAMPER (FD) (INCHES)
1 | 10x10 FD | 1 | 0% | 1 | EA |  |  | 0 | 0.5 | 0 | 0
2 | 6x8 FD | 8 | 0% | 8 | EA |  |  | 0 | 4 | 0 | 0
3 | 12x12 FD | 2 | 0% | 2 | EA |  |  | 0 | 1 | 0 | 0
4 | 8x6 FD | 5 | 0% | 5 | EA |  |  | 0 | 2.5 | 0 | 0
5 | 20x18 | 1 | 0% | 1 | EA |  |  | 0 | 0.5 | 0 | 0
6 | 8x12 FD | 8 | 0% | 8 | EA |  |  | 0 | 4 | 0 | 0
7 | 12x6 FD | 5 | 0% | 5 | EA |  |  | 0 | 2.5 | 0 | 0
8 | 12x10 FD | 5 | 0% | 5 | EA |  |  | 0 | 2.5 | 0 | 0
9 | 8x8 FD | 15 | 0% | 15 | EA |  |  | 0 | 7.5 | 0 | 0
10 | 10x6 FD | 9 | 0% | 9 | EA |  |  | 0 | 4.5 | 0 | 0
11 | 8x10 FD | 4 | 0% | 4 | EA |  |  | 0 | 2 | 0 | 0
12 | 6" Φ FD | 4 | 0% | 4 | EA |  |  | 0 | 2 | 0 | 0
13 | 10x8 FD | 1 | 0% | 1 | EA |  |  | 0 | 0.5 | 0 | 0
MOTORIZED DAMPER (INCHES)
1 | 12x8 MD | 3 | 0% | 3 | EA |  |  | 0 | 2.25 | 0 | 0
2 | 10x6 MD | 17 | 0% | 17 | EA |  |  | 0 | 12.75 | 0 | 0
3 | 12x6 MD | 2 | 0% | 2 | EA |  |  | 0 | 1.5 | 0 | 0
DUCT HANGERS
1 | Galvanized steel, or round, uncoated steel, threaded rod hangers, Electro-galvanized, all-thread rod or hotdipped-galvanized rods with threads painted after installation Straps and Rod Sizes: Conform with SMACNA HVAC Duct Construction Standards, 2005 Edition, for sheet steel width and gauge and steel rod diameters | 510 | 0% | 510 | EA |  |  | 0 | 78 | 0 | 0
DUCT INSULATION
1 | Rigid Fiberglass Ductwork Insulation: UL/ULC Classified, meeting ASTM C612, Types IA or IB, with density of 1.5 pounds per cubic foot | 5900 | 10% | 6490 | SFT |  |  | 0 | 325 | 0 | 0
HVAC PIPING
REFRIGRANT PIPING
1 | 1/4" Pipe | 25475 | 10% | 28022.5 | LFT |  |  | 0 | 1682 | 0 | 0
2 | 1/2" Pipe | 25600 | 10% | 28160 | LFT |  |  | 0 | 1690 | 0 | 0
3 | 3/4" Pipe | 4580 | 10% | 5038 | LFT |  |  | 0 | 302 | 0 | 0
4 | 7/8" Pipe | 1380 | 10% | 1518 | LFT |  |  | 0 | 92 | 0 | 0
5 | 5/8" Pipe | 3320 | 10% | 3652 | LFT |  |  | 0 | 220 | 0 | 0
6 | 3/8" Pipe | 120 | 10% | 132 | LFT |  |  | 0 | 8 | 0 | 0
7 | 1/2" Elbow 90 | 202 | 0% | 202 | EA |  |  | 0 | 101 | 0 | 0
8 | 1/4" Elbow 90 | 161 | 0% | 161 | EA |  |  | 0 | 80.5 | 0 | 0
Note: Copper Tubing (ASTM B88, Type L, seamless, hard-drawn straight lengths and soft-annealed coils)
CD PIPE & FITTINGS
1 | 3/4" Pipe | 1211 | 10% | 1332.1 | LFT |  |  | 0 | 79.926 | 0 | 0
2 | 1.5" Pipe | 51 | 10% | 56.1 | LFT |  |  | 0 | 3.366 | 0 | 0
3 | 1" Pipe | 25 | 10% | 27.5 | LFT |  |  | 0 | 1.65 | 0 | 0
4 | 3/4" Elbow 90 | 62 | 0% | 62 | EA |  |  | 0 | 31 | 0 | 0
5 | 3/4"-3/4"-3/4" Tee | 97 | 0% | 97 | EA |  |  | 0 | 48.5 | 0 | 0
6 | 1" Elbow 45 | 2 | 0% | 2 | EA |  |  | 0 | 1 | 0 | 0
7 | 3/4"-1"-1.5" Tee | 1 | 0% | 1 | EA |  |  | 0 | 0.5 | 0 | 0
8 | 1.5" Elbow 90 | 3 | 0% | 3 | EA |  |  | 0 | 1.5 | 0 | 0
9 | 1.5"-1.5"-1.5" Tee | 1 | 0% | 1 | EA |  |  | 0 | 0.5 | 0 | 0
10 | 1.5"-1"-1.5" Tee | 1 | 0% | 1 | EA |  |  | 0 | 0.5 | 0 | 0
11 | 1" Elbow 90 | 1 | 0% | 1 | EA |  |  | 0 | 0.5 | 0 | 0
12 | 1.5"-3/4"-1.5" Tee | 2 | 0% | 2 | EA |  |  | 0 | 1 | 0 | 0
13 | 3/4" Elbow 45 | 1 | 0% | 1 | EA |  |  | 0 | 0.5 | 0 | 0
Specification not given in drawings or specifications
PIPE INSULATION
1 | Fiberglass Piping Insulation: ASTM C547, Type I or II, Grade A, Manufacturer: Armacell LLC | 61800 | 10% | 67980 | SFT |  |  | 0 | 1700 | 0 | 0
PIPE HNGERS
1 | Calcium Silicate Shield Supports, Waterproofed calcium silicate conforming to ASTM C795 encased with an insulation protection shield. Pre-engineered thermal hanger inserts | 7795 | 0% | 7795 | EA |  |  | 0 | 780 | 0 | 0
DIFFUSERS/GRILLE
1 | 36"x6" WSG1, Manufacturer: TITUS, Model: CT-480, Construction Type: Aluminium, Face Type: Bar Grille, ).08 W.C, Border Type: Core Only | 36 | 0% | 36 | EA |  |  | 0 | 18 | 0 | 0
2 | 36"x8" WSG1, Manufacturer: TITUS, Model: CT-480, Construction Type: Aluminium, Face Type: Bar Grille, ).08 W.C, Border Type: Core Only | 2 | 0% | 2 | EA |  |  | 0 | 1 | 0 | 0
3 | 24"x6" WSG1, Manufacturer: TITUS, Model: CT-480, Construction Type: Aluminium, Face Type: Bar Grille, ).08 W.C, Border Type: Core Only | 1 | 0% | 1 | EA |  |  | 0 | 0.5 | 0 | 0
4 | 12"x6" WSG1, Manufacturer: TITUS, Model: CT-480, Construction Type: Aluminium, Face Type: Bar Grille, ).08 W.C, Border Type: Core Only | 1 | 0% | 1 | EA |  |  | 0 | 0.5 | 0 | 0
5 | 12"x18" WSG1, Manufacturer: TITUS, Model: CT-480, Construction Type: Aluminium, Face Type: Bar Grille, ).08 W.C, Border Type: Core Only | 1 | 0% | 1 | EA |  |  | 0 | 0.5 | 0 | 0
6 | 12"x8" WSG1, Manufacturer: TITUS, Model: CT-480, Construction Type: Aluminium, Face Type: Bar Grille, ).08 W.C, Border Type: Core Only | 6 | 0% | 6 | EA |  |  | 0 | 3 | 0 | 0
7 | 26"x6" WSG1, Manufacturer: TITUS, Model: CT-480, Construction Type: Aluminium, Face Type: Bar Grille, ).08 W.C, Border Type: Core Only | 1 | 0% | 1 | EA |  |  | 0 | 0.5 | 0 | 0
8 | 24"x24" WSG1, Manufacturer: TITUS, Model: CT-480, Construction Type: Aluminium, Face Type: Bar Grille, ).08 W.C, Border Type: Core Only | 1 | 0% | 1 | EA |  |  | 0 | 0.5 | 0 | 0
9 | 36"x7" WSG1, Manufacturer: TITUS, Model: CT-480, Construction Type: Aluminium, Face Type: Bar Grille, ).08 W.C, Border Type: Core Only | 4 | 0% | 4 | EA |  |  | 0 | 2 | 0 | 0
10 | 18"x6" WSG1, Manufacturer: TITUS, Model: CT-480, Construction Type: Aluminium, Face Type: Bar Grille, ).08 W.C, Border Type: Core Only | 2 | 0% | 2 | EA |  |  | 0 | 1 | 0 | 0
11 | 32"x6" WSG1, Manufacturer: TITUS, Model: CT-480, Construction Type: Aluminium, Face Type: Bar Grille, ).08 W.C, Border Type: Core Only | 2 | 0% | 2 | EA |  |  | 0 | 1 | 0 | 0
12 | 30"x6" WSG1, Manufacturer: TITUS, Model: CT-480, Construction Type: Aluminium, Face Type: Bar Grille, ).08 W.C, Border Type: Core Only | 3 | 0% | 3 | EA |  |  | 0 | 1.5 | 0 | 0
13 | 36"x36" WSG1, Manufacturer: TITUS, Model: CT-480, Construction Type: Aluminium, Face Type: Bar Grille, ).08 W.C, Border Type: Core Only | 2 | 0% | 2 | EA |  |  | 0 | 1 | 0 | 0
14 | 34"x6" WSG1, Manufacturer: TITUS, Model: CT-480, Construction Type: Aluminium, Face Type: Bar Grille, ).08 W.C, Border Type: Core Only | 1 | 0% | 1 | EA |  |  | 0 | 0.5 | 0 | 0
15 | 36"x8" WSG1, Manufacturer: TITUS, Model: CT-480, Construction Type: Aluminium, Fac Type: Bar Grille, ).08 W.C, Border Type: Core Only | 1 | 0% | 1 | EA |  |  | 0 | 0.5 | 0 | 0
16 | 72"x6" WSG1, Manufacturer: TITUS, Model: CT-480, Construction Type: Aluminium, Fac Type: Bar Grille, ).08 W.C, Border Type: Core Only | 1 | 0% | 1 | EA |  |  | 0 | 0.5 | 0 | 0
17 | 26"x6" WSG2, Manufacturer: TITUS, Model: CT-480, Construction Type: Aluminium, Fac Type: Bar Grille, ).08 W.C, Border Type: 22 | 3 | 0% | 3 | EA |  |  | 0 | 1.5 | 0 | 0
18 | 48"x6" WSG2, Manufacturer: TITUS, Model: CT-480, Construction Type: Aluminium, Fac Type: Bar Grille, ).08 W.C, Border Type: 22 | 5 | 0% | 5 | EA |  |  | 0 | 2.5 | 0 | 0
19 | 40"x6" WSG2, Manufacturer: TITUS, Model: CT-480, Construction Type: Aluminium, Fac Type: Bar Grille, ).08 W.C, Border Type: 22 | 6 | 0% | 6 | EA |  |  | 0 | 3 | 0 | 0
20 | 42"x6" WSG2, Manufacturer: TITUS, Model: CT-480, Construction Type: Aluminium, Fac Type: Bar Grille, ).08 W.C, Border Type: 22 | 2 | 0% | 2 | EA |  |  | 0 | 1 | 0 | 0
21 | 36"x12" WSG2, Manufacturer: TITUS, Model: CT-480, Construction Type: Aluminium, Fac Type: Bar Grille, ).08 W.C, Border Type: 22 | 2 | 0% | 2 | EA |  |  | 0 | 1 | 0 | 0
22 | 24"x6" WSG2, Manufacturer: TITUS, Model: CT-480, Construction Type: Aluminium, Fac Type: Bar Grille, ).08 W.C, Border Type: 22 | 1 | 0% | 1 | EA |  |  | 0 | 0.5 | 0 | 0
23 | 18"x6" WSG2, Manufacturer: TITUS, Model: CT-480, Construction Type: Aluminium, Fac Type: Bar Grille, ).08 W.C, Border Type: 22 | 2 | 0% | 2 | EA |  |  | 0 | 1 | 0 | 0
24 | 36"x8" WSG2, Manufacturer: TITUS, Model: CT-480, Construction Type: Aluminium, Fac Type: Bar Grille, ).08 W.C, Border Type: 22 | 1 | 0% | 1 | EA |  |  | 0 | 0.5 | 0 | 0
25 | 26"x8" WSG2, Manufacturer: TITUS, Model: CT-480, Construction Type: Aluminium, Fac Type: Bar Grille, ).08 W.C, Border Type: 22 | 1 | 0% | 1 | EA |  |  | 0 | 0.5 | 0 | 0
26 | 20"x6" WSG2, Manufacturer: TITUS, Model: CT-480, Construction Type: Aluminium, Fac Type: Bar Grille, ).08 W.C, Border Type: 22 | 1 | 0% | 1 | EA |  |  | 0 | 0.5 | 0 | 0
27 | , Manufacturer: TITUS, Model: CT-480, Construction Type: Aluminium, Fac Type: Bar Grille, ).08 W.C, Border Type: 22 | 1 | 0% | 1 | EA |  |  | 0 | 0.5 | 0 | 0
28 | LRD1, Manufacturer: TITUS Model: CT-480 Construction Type: Steel, Face Type: Linear Bar Grille Ceiling Border Type: 22 Face Size: 6" Linear Bar Grille, 0.08 WC | 120 | 0% | 120 | EA |  |  | 0 | 60 | 0 | 0
29 | LSD1, Manufacturer: TITUS Model: CT-480 Construction Type: Aluminium, Face Type: Linear Bar Grille Ceiling Border Type: 22 Face Size: 6" Linear Bar Grille, 0.08 WC | 18 | 0% | 18 | EA |  |  | 0 | 9 | 0 | 0
30 | PSD1, Manufacturer: TITUS Model: FIELD, Construction Type: STEEL N/A Face Size: 2'-0" NOMINAL, 0.08 WC | 26 | 0% | 26 | EA |  |  | 0 | 13 | 0 | 0
31 | PSD2, Manufacturer: TITUS Model: FIELD, Construction Type: STEEL N/A Face Size: 3'-0" NOMINAL, 0.08 WC | 3 | 0% | 3 | EA |  |  | 0 | 1.5 | 0 | 0
32 | CSD1, Manufacturer: TITUS, Model: OMNI, Construction Type: STEEL Face Type: PLAQUE, Face Size 24"X24", 0.08 WC | 3 | 0% | 3 | EA |  |  | 0 | 1.5 | 0 | 0
33 | CSD2, Manufacturer: TITUS, Model: 300FL, Construction Type: STEEL Face Type: LOUVER, Face Size 24"X24", 0.08 WC | 2 | 0% | 2 | EA |  |  | 0 | 1 | 0 | 0
34 | CEG1, Manufacturer: TITUS, Model: 350RLI, Construction Type: STEEL Face Type: LOUVER, Face Size 12"X12", 0.08 WC | 72 | 0% | 72 | EA |  |  | 0 | 36 | 0 | 0
35 | CRG1, Manufacturer: TITUS, Model: 350RLI, Construction Type: STEEL Face Type: LOUVER, Face Size 24"X24", 0.08 WC | 3 | 0% | 3 | EA |  |  | 0 | 1.5 | 0 | 0
36 | 36x30 CRG6, Manufacturer: TITUS, Model: 350RLI, Construction Type: STEEL Face Type: LOUVER, 0.08 WC | 2 | 0% | 2 | EA |  |  | 0 | 1 | 0 | 0
37 | 50x60 Outside Plenum | 1 | 0% | 1 | EA |  |  | 0 | 0.5 | 0 | 0
38 | 70x24 Exhaust Plenum | 1 | 0% | 1 | EA |  |  | 0 | 0.5 | 0 | 0
DUCT SILENCER
1 | SIL 1-1, Manufacturer: VIBROACOUSTICS, Model: RNM, Size: 8"x6", Length: 36", CFM: 50 , 0.02" APD | 1 | 0% | 1 | EA |  |  | 0 | 0.5 | 0 | 0
2 | SIL 1-2, Manufacturer: VIBROACOUSTICS, Model: RNM, Size: 6"x6", Length: 36", CFM: 365 , 0.02" APD | 1 | 0% | 1 | EA |  |  | 0 | 0.5 | 0 | 0
3 | SIL 1-3, Manufacturer: VIBROACOUSTICS, Model: RNM, Size: 6"x6", Length: 36", CFM: 365 , 0.02" APD | 1 | 0% | 1 | EA |  |  | 0 | 0.5 | 0 | 0
4 | SIL 1-4, Manufacturer: VIBROACOUSTICS, Model: CNM, Size: 6", Length: 36", CFM: 50 , 0.02" APD | 1 | 0% | 1 | EA |  |  | 0 | 0.5 | 0 | 0
5 | SIL 1-5, Manufacturer: VIBROACOUSTICS, Model: CNM, Size: 6", Length: 36", CFM: 50 , 0.02" APD | 1 | 0% | 1 | EA |  |  | 0 | 0.5 | 0 | 0
6 | SIL 1-6, Manufacturer: VIBROACOUSTICS, Model: RNM, Size: 6"x6", Length: 36", CFM: 365 , 0.02" APD | 1 | 0% | 1 | EA |  |  | 0 | 0.5 | 0 | 0
7 | SIL 1-7, Manufacturer: VIBROACOUSTICS, Model: RNM, Size: 8"x6", Length: 36", CFM: 365 , 0.02" APD | 1 | 0% | 1 | EA |  |  | 0 | 0.5 | 0 | 0
8 | SIL 1-8, Manufacturer: VIBROACOUSTICS, Model: RNM, Size: 6"x6", Length: 36", CFM: 50 , 0.02" APD | 1 | 0% | 1 | EA |  |  | 0 | 0.5 | 0 | 0
9 | SIL 1-9, Manufacturer: VIBROACOUSTICS, Model: RNM, Size: 8"x6", Length: 36", CFM: 140, 0.02" APD | 1 | 0% | 1 | EA |  |  | 0 | 0.5 | 0 | 0
10 | SIL 2-1, Manufacturer: VIBROACOUSTICS, Model: RNM, Size: 10"x6", Length: 36", CFM: 225 , 0.02" APD | 1 | 0% | 1 | EA |  |  | 0 | 0.5 | 0 | 0
11 | SIL 2-2, Manufacturer: VIBROACOUSTICS, Model: RNM, Size: 12"x6", Length: 36", CFM: 300 , 0.02" APD | 1 | 0% | 1 | EA |  |  | 0 | 0.5 | 0 | 0
12 | SIL 3-1, Manufacturer: VIBROACOUSTICS, Model: RNM, Size: 10"x6", Length: 36", CFM: 235 , 0.02" APD | 1 | 0% | 1 | EA |  |  | 0 | 0.5 | 0 | 0
13 | SIL 3-2, Manufacturer: VIBROACOUSTICS, Model: RNM, Size: 12"x6", Length: 36", CFM: 300 , 0.02" APD | 1 | 0% | 1 | EA |  |  | 0 | 0.5 | 0 | 0
14 | SIL 4-1, Manufacturer: VIBROACOUSTICS, Model: RNM, Size: 10"x6", Length: 36", CFM: 235 , 0.02" APD | 1 | 0% | 1 | EA |  |  | 0 | 0.5 | 0 | 0
15 | SIL 4-2, Manufacturer: VIBROACOUSTICS, Model: RNM, Size: 12"x6", Length: 36", CFM: 300 , 0.02" APD | 1 | 0% | 1 | EA |  |  | 0 | 0.5 | 0 | 0
16 | SIL 5-1, Manufacturer: VIBROACOUSTICS, Model: RNM, Size: 10"x6", Length: 36", CFM: 225 , 0.02" APD | 1 | 0% | 1 | EA |  |  | 0 | 0.5 | 0 | 0
17 | SIL 5-2, Manufacturer: VIBROACOUSTICS, Model: RNM, Size: 6"x6", Length: 36", CFM: 175 , 0.02" APD | 1 | 0% | 1 | EA |  |  | 0 | 0.5 | 0 | 0
18 | SIL 5-3, Manufacturer: VIBROACOUSTICS, Model: RNM, Size: 10"x6", Length: 36", CFM: 300 , 0.02" APD | 1 | 0% | 1 | EA |  |  | 0 | 0.5 | 0 | 0
19 | SIL 5-4, Manufacturer: VIBROACOUSTICS, Model: RNM, Size: 10"x8", Length: 36", CFM: 300 , 0.02" APD | 1 | 0% | 1 | EA |  |  | 0 | 0.5 | 0 | 0
20 | SIL 6-1, Manufacturer: VIBROACOUSTICS, Model: RNM, Size: 10"x6", Length: 36", CFM: 285 , 0.02" APD | 1 | 0% | 1 | EA |  |  | 0 | 0.5 | 0 | 0
21 | SIL 6-2, Manufacturer: VIBROACOUSTICS, Model: RNM, Size: 6"x6", Length: 36", CFM: 175 , 0.02" APD | 1 | 0% | 1 | EA |  |  | 0 | 0.5 | 0 | 0
22 | SIL 6-3, Manufacturer: VIBROACOUSTICS, Model: RNM, Size: 12"x6", Length: 36", CFM: 300 , 0.02" APD | 1 | 0% | 1 | EA |  |  | 0 | 0.5 | 0 | 0
23 | SIL 6-4, Manufacturer: VIBROACOUSTICS, Model: RNM, Size: 10"x8", Length: 36", CFM: 300 , 0.02" APD | 1 | 0% | 1 | EA |  |  | 0 | 0.5 | 0 | 0
24 | SIL 8-1, Manufacturer: VIBROACOUSTICS, Model: RNM, Size: 8"x8", Length: 36", CFM: 125 , 0.02" APD | 1 | 0% | 1 | EA |  |  | 0 | 0.5 | 0 | 0
BASEBOARD HEATER
1 | BH-1, Manufacturer: RUNTAL, Model: EB3-120D, Length: 36", Height: 10.125", Minimum Output: 1.5MBH, Input: 440W | 17 | 0% | 17 | EA |  |  | 0 | 34 | 0 | 0
2 | BH-2, Manufacturer: RUNTAL, Model: EB3-120D, Length: 48", Height: 12", Minimum Output: 2.0MBH, Input: 586W | 42 | 0% | 42 | EA |  |  | 0 | 84 | 0 | 0
3 | BH-4, Manufacturer: RUNTAL, Model: EB3-120D, Length: 84", Height: 12", Minimum Output: 3.5MBH, Input: 1026W | 16 | 0% | 16 | EA |  |  | 0 | 32 | 0 | 0
4 | BH-5, Manufacturer: RUNTAL, Model: EB3-120D, Length: 96", Height: 12", Minimum Output: 34MBH, Input: 1172W | 16 | 0% | 16 | EA |  |  | 0 | 32 | 0 | 0
Note: Provide Necessary Mounting Brackets And Accessories, Integral Tamper Proof Thermostat, Enclosure Shall Be Steel With Baked Enamel Finish ( Color By Architect). Air Grilles Shall Be Extruded Aluminum With Clear Anodized Aluminum Finish. Provide 1-1/2" High Support Legs For Floor-Mounted Units
VRF BRANCH SELECTOR BOX
1 | BS-1, Manufacturer: MITSUBISHI, Model: CMP-P1013NU-GA1, 208V/1P/15A | 1 | 0% | 1 | EA |  |  | 0 | 4 | 0 | 0
2 | BS-2, Manufacturer: MITSUBISHI, Model: CMP-P1013NU-GA1, 208V/1P/15A | 1 | 0% | 1 | EA |  |  | 0 | 4 | 0 | 0
3 | BS-3, Manufacturer: MITSUBISHI, Model: CMP-P1013NU-GA1, 208V/1P/15A | 1 | 0% | 1 | EA |  |  | 0 | 4 | 0 | 0
4 | BS-4, Manufacturer: MITSUBISHI, Model: CMP-P1013NU-GA1, 208V/1P/15A | 1 | 0% | 1 | EA |  |  | 0 | 4 | 0 | 0
5 | BS-5, Manufacturer: MITSUBISHI, Model: CMP-P1013NU-GA1, 208V/1P/15A | 1 | 0% | 1 | EA |  |  | 0 | 4 | 0 | 0
6 | BS-6, Manufacturer: MITSUBISHI, Model: CMP-P1013NU-GA1, 208V/1P/15A | 1 | 0% | 1 | EA |  |  | 0 | 4 | 0 | 0
7 | BS-7, Manufacturer: MITSUBISHI, Model:CMB-P1016NU-HA1, 208V/1P/15A | 1 | 0% | 1 | EA |  |  | 0 | 4 | 0 | 0
8 | BS-8, Manufacturer: MITSUBISHI, Model: CMP-P1013NU-GA1, 208V/1P/15A | 1 | 0% | 1 | EA |  |  | 0 | 4 | 0 | 0
9 | BS-9, Manufacturer: MITSUBISHI, Model:CMB-P1016NU-HA1, 208V/1P/15A | 1 | 0% | 1 | EA |  |  | 0 | 4 | 0 | 0
10 | BS-B, Manufacturer: MITSUBISHI, Model: CMB-P108V-JA, 208V/1P/15A | 1 | 0% | 1 | EA |  |  | 0 | 4 | 0 | 0
Provide With All-Thread Hanging Rods and Auxiliary Drip Pan With Leak Detector Below Each Box
HVAC FANS
1 | TAF-1, Manufacturer: GREENHECK, Model: SQ-100-B, CFM: 700, Direct Drive, Fan Rpm: 164, w/out VFD with Fan Controller | 1 | 0% | 1 | EA |  |  | 0 | 2 | 0 | 0
2 | EF-1, Manufacturer: GREENHECK, Model: SQ-130-VG, CFM: 1300, Direct Drive, Fan Rpm: 1140, 0.25 Hp, w/ VFD with Fan Controller | 1 | 0% | 1 | EA |  |  | 0 | 2 | 0 | 0
3 | EF-2, Manufacturer: GREENHECK, Model: QEID-20-90-B15, CFM: 5600, Direct Drive, Fan Rpm: 1770, Hp: 1.5, w/out VFD with Fan Controller | 1 | 0% | 1 | EA |  |  | 0 | 2 | 0 | 0
4 | EF-3, Manufacturer: GREENHECK, Model: QEID-20-90-B15, CFM: 5600, Direct Drive, Fan Rpm: 1770, Hp: 1.5, w/out VFD with Fan Controller | 1 | 0% | 1 | EA |  |  | 0 | 2 | 0 | 0
5 | OAF-1, Manufacturer: GREENHECK, Model: SQ-130-VG, CFM: 1300, Direct Drive, Fan Rpm: 1140, 0.25 Hp, w/ VFD with Fan Controller | 1 | 0% | 1 | EA |  |  | 0 | 2 | 0 | 0
6 | KEF-1, Manufacturer: GREENHECK, Model: SWB-116-30, CFM: 3500, Direct Drive, Fan Rpm: 1895, Hp: 3, w/ VFD with Fan Controller | 1 | 0% | 1 | EA |  |  | 0 | 2 | 0 | 0
7 | KEF-2, Manufacturer: ENERVEX, Model: BEF 500, CFM: 3600, Direct Drive, Fan Rpm: 1740, Hp: 3, w/ VFD with Fan Controller | 1 | 0% | 1 | EA |  |  | 0 | 2 | 0 | 0
8 | KEF-3, Manufacturer: ENERVEX, Model: BEF 500, CFM: 3600, Direct Drive, Fan Rpm: 1740, Hp: 3, w/ VFD with Fan Controller | 1 | 0% | 1 | EA |  |  | 0 | 2 | 0 | 0
9 | SF-1, Manufacturer: GREENHECK, Model: SQ-85-VG, CFM: 320, Direct Drive, Fan Rpm: 1351, Hp: 0.1, w/ VFD with Fan Controller | 1 | 0% | 1 | EA |  |  | 0 | 2 | 0 | 0
10 | SF-2, Manufacturer: GREENHECK, Model: SQ-85-VG, CFM: 320, Direct Drive, Fan Rpm: 1351, Hp: 0.1, w/ VFD with Fan Controller | 1 | 0% | 1 | EA |  |  | 0 | 2 | 0 | 0
ELECTRIC DUCT HEATER (EDH)
1 | EDH-1, Manufacturer: INDEECO, Model: QUA, Output MBH: 5.1, Input: 1.5kW, Size: 10"x10", CFM: 316, EAT: 70C, Maximum Rise in Temperature: 15C | 1 | 0% | 1 | EA |  |  | 0 | 2 | 0 | 0
2 | EDH-2, Manufacturer: INDEECO, Model: QUA, Output MBH: 5.1, Input: 1.5kW, Size: 10"x10", CFM: 316, EAT: 70C, Maximum Rise in Temperature: 15C | 1 | 0% | 1 | EA |  |  | 0 | 2 | 0 | 0
3 | EDH-3, Manufacturer: INDEECO, Model: QUA, Output MBH: 5.1, Input: 1.5kW, Size: 14"x10", CFM: 265, EAT: 70C, Maximum Rise in Temperature: 15C | 1 | 0% | 1 | EA |  |  | 0 | 2 | 0 | 0
Note: Provide Factory Mounted Disconnect Installed On Service Side Of Unit, Provide Airflow Proving Switch And Thermal Overload Protection. Provide Magnetic Contactors. Provide Control Power Transformer And Low Voltage Thermostat With Stages As Required To Control Heater.
MAKE UP AIR UNIT
1 | MUA-1, Manufacturer: GREENHECK, Model: IGX-110-H12, Fan Type: FC, CFM: 2800, Min. Hp: 3.42, Gas Heat Exchanger (Min. Output MBH: 200, NOM Output MBH: 250, LAT: 66.1C), Electrical Parameters (208V/3P/25A MOCP) with Freezestat at supply duct and all other accessories | 1 | 0% | 1 | EA |  |  | 0 | 12 | 0 | 0
DEDICATED OUTSIDE AIR UNIT (NATURAL GAS HEAT)
1 | DOAS-1, Manufacturer: DAIIKIN, Model: DPS028A, Unit Type: DOAS W/ ENERGY RECOVERY, Supply Fan (CFM: 7725, Min Hp: 9.24 w/ VFD), Min. OA CFM: 7725, EAT: 77,4C, LAT: 54.4, Output MBH: 360 (Heat Exchanger) with all Accessories | 1 | 0% | 1 | EA |  |  | 0 | 18 | 0 | 0
2 | DOAS-2, Manufacturer: DAIIKIN, Model: DPS028A, Unit Type: DOAS, Supply Fan (CFM: 5000, Min Hp: 4.11 w/ VFD), Min. OA CFM: 5000, EAT: 79.8C, LAT: 53.2, Output MBH: 405 (Heat Exchanger) with all accessories | 1 | 0% | 1 | EA |  |  | 0 | 14 | 0 | 0
ROOF HOOD
1 | GV-1, Manufacturer: GREENHECK, Model: PEV-400, CFM: 5400, Size: 36"x36", Maximum Throat Velocity: 600 FPM | 1 | 0% | 1 | EA |  |  | 0 | 2 | 0 | 0
Note: Provide 1/4" Aluminum Birdscreen, Provide Standard Insulated Roof Curb With Minimum Height Of 12 Inches
UNIT HEATERS (UHs)
1 | UH-1, Manufacturer: Q-MARK, Model: MUH05-81, CFM: 350, Output 17.1MBH, Input: 5kW | 1 | 0% | 1 | EA |  |  | 0 | 2 | 0 | 0
2 | UH-2, Manufacturer: Q-MARK, Model: MUH05-81, CFM: 350, Output 17.1MBH, Input: 5kW | 1 | 0% | 1 | EA |  |  | 0 | 2 | 0 | 0
3 | UH-3, Manufacturer: Q-MARK, Model: MUH05-81, CFM: 350, Output 17.1MBH, Input: 5kW | 1 | 0% | 1 | EA |  |  | 0 | 2 | 0 | 0
4 | UH-4, Manufacturer: Q-MARK, Model: MUH05-81, CFM: 350, Output 17.1MBH, Input: 5kW | 1 | 0% | 1 | EA |  |  | 0 | 2 | 0 | 0
5 | UH-5, Manufacturer: Q-MARK, Model: MUH05-81, CFM: 350, Output 17.1MBH, Input: 5kW | 1 | 0% | 1 | EA |  |  | 0 | 2 | 0 | 0
6 | UH-6, Manufacturer: Q-MARK, Model: MUH05-81, CFM: 350, Output 17.1MBH, Input: 5kW | 1 | 0% | 1 | EA |  |  | 0 | 2 | 0 | 0
7 | UH-7, Manufacturer: Q-MARK, Model: MUH05-81, CFM: 350, Output 17.1MBH, Input: 5kW | 1 | 0% | 1 | EA |  |  | 0 | 2 | 0 | 0
8 | UH-8, Manufacturer: Q-MARK, Model: MUH05-81, CFM: 350, Output 17.1MBH, Input: 5kW | 1 | 0% | 1 | EA |  |  | 0 | 2 | 0 | 0
9 | UH-9, Manufacturer: Q-MARK, Model: MUH05-81, CFM: 350, Output 17.1MBH, Input: 5kW | 1 | 0% | 1 | EA |  |  | 0 | 2 | 0 | 0
Note: Provide Factory Mounted Disconnect Installed On Service Side Of Unit, Provide With Unit Mounted Thermostat, Provide Manual Summer/Winter Change-Over Siwtch, Provide Necessary Mounting Brack And Accessories For Wall Mounting
VRF CONDENSING UNIT
1 | CU-1, Manufacturer: MITSUBISHI, Model: PURY-P96TLMU-A, Type: HEAT PUMP/ HEAT RECOVERY, R410A, 77.3MBH Cooling, 45MBH Heating | 1 | 0% | 1 | EA |  |  | 0 | 6 | 0 | 0
2 | CU-2, Manufacturer: MITSUBISHI, Model: PURY-P96TLMU-A, Type: HEAT PUMP/ HEAT RECOVERY, R410A, 63.4MBH Cooling, 32.9MBH Heating | 1 | 0% | 1 | EA |  |  | 0 | 6 | 0 | 0
3 | CU-3, Manufacturer: MITSUBISHI, Model: PURY-P96TLMU-A, Type: HEAT PUMP/ HEAT RECOVERY, R410A, 63.4MBH Cooling, 32.9MBH Heating | 1 | 0% | 1 | EA |  |  | 0 | 6 | 0 | 0
4 | CU-4, Manufacturer: MITSUBISHI, Model: PURY-P96TLMU-A, Type: HEAT PUMP/ HEAT RECOVERY, R410A, 63.4MBH Cooling, 32.9MBH Heating | 1 | 0% | 1 | EA |  |  | 0 | 6 | 0 | 0
5 | CU-5, Manufacturer: MITSUBISHI, Model: PURY-P96TLMU-A, Type: HEAT PUMP/ HEAT RECOVERY, R410A, 65.5MBH Cooling, 35.5MBH Heating | 1 | 0% | 1 | EA |  |  | 0 | 6 | 0 | 0
6 | CU-6, Manufacturer: MITSUBISHI, Model: PURY-P96TLMU-A, Type: HEAT PUMP/ HEAT RECOVERY, R410A, 65.5MBH Cooling, 35.5MBH Heating | 1 | 0% | 1 | EA |  |  | 0 | 6 | 0 | 0
7 | CU-7, Manufacturer: MITSUBISHI, Model: PURY-P96TLMU-A, Type: HEAT PUMP/ HEAT RECOVERY, R410A, 63.9MBH Cooling, 35MBH Heating | 1 | 0% | 1 | EA |  |  | 0 | 6 | 0 | 0
8 | CU-8, Manufacturer: MITSUBISHI, Model: PURY-P96TLMU-A, Type: HEAT PUMP/ HEAT RECOVERY, R410A, 63MBH Cooling, 36.7MBH Heating | 1 | 0% | 1 | EA |  |  | 0 | 6 | 0 | 0
9 | CU-9, Manufacturer: MITSUBISHI, Model: PURY-P96TLMU-A, Type: HEAT PUMP/ HEAT RECOVERY, R410A, 62.1MBH Cooling, 26.5MBH Heating | 1 | 0% | 1 | EA |  |  | 0 | 6 | 0 | 0
10 | CU-B, Manufacturer: MITSUBISHI, Model: PURY-P96TLMU-A, Type: HEAT PUMP/ HEAT RECOVERY, R410A, 42.5MBH Cooling, 46.2MBH Heating | 1 | 0% | 1 | EA |  |  | 0 | 6 | 0 | 0
11 | CU-ST, Manufacturer: MITSUBISHI, Model:PUMY-P36NKMU1, Type: HEAT PUMP, R410A, 36MBH Cooling, 42MBH Heating | 1 | 0% | 1 | EA |  |  | 0 | 6 | 0 | 0
12 | CU-SVR, Manufacturer: MITSUBISHI, Model:PUY-A12NKA7, Type: Cooling Only, R410A, 12MBH Cooling, 12MBH Heating | 1 | 0% | 1 | EA |  |  | 0 | 6 | 0 | 0
13 | CU-EMR Manufacturer: MITSUBISHI, Model:PUY-A12NKA7, Type: Cooling Only, R410A, 12MBH Cooling, 12MBH Heating | 1 | 0% | 1 | EA |  |  | 0 | 6 | 0 | 0
Note: Provide Manufacturer's Vrf System Controller (Ae-200a) For Control Of Vrf Systems
FAN COIL UNIT (FCUs)
1 | FCU-1A, Manufacturer: MITSUBISHI, Model: PEFY-P12NMAU, CFM: 315, Supply Fan Motor: 90W, Refrigrant: R410A, EAT: 80, LAT: 56 with Heat Pump | 1 | 0% | 1 | EA |  |  | 0 | 6 | 0 | 0
2 | FCU-1B, Manufacturer: MITSUBISHI, Model: PEFY-P12NMAU, CFM: 265, Supply Fan Motor: 90W, Refrigrant: R410A, EAT: 80, LAT: 56 with Heat Pump | 1 | 0% | 1 | EA |  |  | 0 | 6 | 0 | 0
3 | FCU-1C, Manufacturer: MITSUBISHI, Model: PEFY-P06NMAU, CFM: 265, Supply Fan Motor: 60W, Refrigrant: R410A, EAT: 80, LAT: 56 with Heat Pump | 1 | 0% | 1 | EA |  |  | 0 | 6 | 0 | 0
4 | FCU-1D, Manufacturer: MITSUBISHI, Model: PEFY-P06NMAU, CFM: 265, Supply Fan Motor: 60W, Refrigrant: R410A, EAT: 80, LAT: 56 with Heat Pump | 1 | 0% | 1 | EA |  |  | 0 | 6 | 0 | 0
5 | FCU-1E, Manufacturer: MITSUBISHI, Model: PEFY-P06NMAU, CFM: 265, Supply Fan Motor: 60W, Refrigrant: R410A, EAT: 80, LAT: 56 with Heat Pump | 1 | 0% | 1 | EA |  |  | 0 | 6 | 0 | 0
6 | FCU-1F, Manufacturer: MITSUBISHI, Model: PEFY-P06NMAU, CFM: 265, Supply Fan Motor: 60W, Refrigrant: R410A, EAT: 80, LAT: 56 with Heat Pump | 1 | 0% | 1 | EA |  |  | 0 | 6 | 0 | 0
7 | FCU-1G, Manufacturer: MITSUBISHI, Model: PEFY-P12NMAU, CFM: 315, Supply Fan Motor: 90W, Refrigrant: R410A, EAT: 80, LAT: 56 with Heat Pump | 1 | 0% | 1 | EA |  |  | 0 | 6 | 0 | 0
8 | FCU-1H, Manufacturer: MITSUBISHI, Model:PEFY-P08NMAU, CFM: 265, Supply Fan Motor: 60W, Refrigrant: R410A, EAT: 80, LAT: 56 with Heat Pump | 1 | 0% | 1 | EA |  |  | 0 | 6 | 0 | 0
9 | FCU-1I, Manufacturer: MITSUBISHI, Model:PEFY-P08NMAU, CFM: 265, Supply Fan Motor: 60W, Refrigrant: R410A, EAT: 80, LAT: 56 with Heat Pump | 1 | 0% | 1 | EA |  |  | 0 | 6 | 0 | 0
10 | FCU-1J, Manufacturer: MITSUBISHI, Model: PEFY-P12NMAU, CFM: 315, Supply Fan Motor: 90W, Refrigrant: R410A, EAT: 80, LAT: 56 with Heat Pump | 1 | 0% | 1 | EA |  |  | 0 | 6 | 0 | 0
11 | FCU-1K, Manufacturer: MITSUBISHI, Model: PEFY-P06NMAU, CFM: 265, Supply Fan Motor: 60W, Refrigrant: R410A, EAT: 80, LAT: 56 with Heat Pump | 1 | 0% | 1 | EA |  |  | 0 | 6 | 0 | 0
12 | FCU-B1, Manufacturer: MITSUBISHI, Model:PEFY-P08NMSU, CFM: 265, Supply Fan Motor: 60W, Refrigrant: R410A, EAT: 80, LAT: 56 with Heat Pump | 1 | 0% | 1 | EA |  |  | 0 | 6 | 0 | 0
13 | FCU-B2, Manufacturer: MITSUBISHI, Model: PEFY-P12NMAU, CFM: 315, Supply Fan Motor: 90W, Refrigrant: R410A, EAT: 80, LAT: 56 with Heat Pump | 1 | 0% | 1 | EA |  |  | 0 | 6 | 0 | 0
14 | FCU-B3, Manufacturer: MITSUBISHI, Model: PEFY-P06NMAU, CFM: 265, Supply Fan Motor: 60W, Refrigrant: R410A, EAT: 80, LAT: 56 with Heat Pump | 1 | 0% | 1 | EA |  |  | 0 | 6 | 0 | 0
15 | FCU-B4A, Manufacturer: MITSUBISHI, Model: PEFY-P36NMAU, CFM: 985, Supply Fan Motor: 240W, Refrigrant: R410A, EAT: 80, LAT: 56 with Heat Pump | 1 | 0% | 1 | EA |  |  | 0 | 6 | 0 | 0
16 | FCU-B4B, Manufacturer: MITSUBISHI, Model: PEFY-P36NMAU, CFM: 985, Supply Fan Motor: 240W, Refrigrant: R410A, EAT: 80, LAT: 56 with Heat Pump | 1 | 0% | 1 | EA |  |  | 0 | 6 | 0 | 0
17 | FCU-ST1, Manufacturer: MITSUBISHI, Model: PKFY-P12NMSU, CFM: 413, Supply Fan Motor: 90W, Refrigrant: R410A, EAT: 80, LAT: 56 with Heat Pump | 1 | 0% | 1 | EA |  |  | 0 | 6 | 0 | 0
18 | FCU-SVR, Manufacturer: MITSUBISHI, Model: PKA-A12HA7, CFM: 370, Supply Fan Motor: 1000W, Refrigrant: R410A, EAT: 80, LAT: 56 with Heat Pump | 1 | 0% | 1 | EA |  |  | 0 | 6 | 0 | 0
19 | FCU-2A, Manufacturer: MITSUBISHI, Model: PEFY-P06NMAU, CFM: 265, Supply Fan Motor: 60W, Refrigrant: R410A, EAT: 80, LAT: 56 with Heat Pump | 1 | 0% | 1 | EA |  |  | 0 | 6 | 0 | 0
20 | FCU-2B, Manufacturer: MITSUBISHI, Model: PEFY-P06NMAU, CFM: 265, Supply Fan Motor: 60W, Refrigrant: R410A, EAT: 80, LAT: 56 with Heat Pump | 1 | 0% | 1 | EA |  |  | 0 | 6 | 0 | 0
21 | FCU-2C, Manufacturer: MITSUBISHI, Model: PEFY-P12NMAU, CFM: 315, Supply Fan Motor: 90W, Refrigrant: R410A, EAT: 80, LAT: 56 with Heat Pump | 1 | 0% | 1 | EA |  |  | 0 | 6 | 0 | 0
22 | FCU-2D, Manufacturer: MITSUBISHI, Model:PEFY-P08NMAU, CFM: 260, Supply Fan Motor: 60W, Refrigrant: R410A, EAT: 80, LAT: 56 with Heat Pump | 1 | 0% | 1 | EA |  |  | 0 | 6 | 0 | 0
23 | FCU-2E, Manufacturer: MITSUBISHI, Model: PEFY-P12NMAU, CFM: 265, Supply Fan Motor: 90W, Refrigrant: R410A, EAT: 80, LAT: 56 with Heat Pump | 1 | 0% | 1 | EA |  |  | 0 | 6 | 0 | 0
24 | FCU-2F, Manufacturer: MITSUBISHI, Model: PEFY-P12NMAU, CFM: 315, Supply Fan Motor: 90W, Refrigrant: R410A, EAT: 80, LAT: 56 with Heat Pump | 1 | 0% | 1 | EA |  |  | 0 | 6 | 0 | 0
25 | FCU-2G, Manufacturer: MITSUBISHI, Model: PEFY-P06NMAU, CFM: 265, Supply Fan Motor: 60W, Refrigrant: R410A, EAT: 80, LAT: 56 with Heat Pump | 1 | 0% | 1 | EA |  |  | 0 | 6 | 0 | 0
26 | FCU-2H, Manufacturer: MITSUBISHI, Model: PEFY-P06NMAU, CFM: 265, Supply Fan Motor: 60W, Refrigrant: R410A, EAT: 80, LAT: 56 with Heat Pump | 1 | 0% | 1 | EA |  |  | 0 | 6 | 0 | 0
27 | FCU-2I, Manufacturer: MITSUBISHI, Model: PEFY-P12NMAU, CFM: 315, Supply Fan Motor: 90W, Refrigrant: R410A, EAT: 80, LAT: 56 with Heat Pump | 1 | 0% | 1 | EA |  |  | 0 | 6 | 0 | 0
28 | FCU-2J, Manufacturer: MITSUBISHI, Model:PEFY-P08NMAU, CFM: 260, Supply Fan Motor: 60W, Refrigrant: R410A, EAT: 80, LAT: 56 with Heat Pump | 1 | 0% | 1 | EA |  |  | 0 | 6 | 0 | 0
29 | FCU-2K, Manufacturer: MITSUBISHI, Model: PEFY-P06NMAU, CFM: 265, Supply Fan Motor: 60W, Refrigrant: R410A, EAT: 80, LAT: 56 with Heat Pump | 1 | 0% | 1 | EA |  |  | 0 | 6 | 0 | 0
30 | FCU-3A, Manufacturer: MITSUBISHI, Model: PEFY-P06NMAU, CFM: 265, Supply Fan Motor: 60W, Refrigrant: R410A, EAT: 80, LAT: 56 with Heat Pump | 1 | 0% | 1 | EA |  |  | 0 | 6 | 0 | 0
31 | FCU-3B, Manufacturer: MITSUBISHI, Model: PEFY-P06NMAU, CFM: 265, Supply Fan Motor: 60W, Refrigrant: R410A, EAT: 80, LAT: 56 with Heat Pump | 1 | 0% | 1 | EA |  |  | 0 | 6 | 0 | 0
32 | FCU-3C, Manufacturer: MITSUBISHI, Model: PEFY-P12NMAU, CFM: 315, Supply Fan Motor: 90W, Refrigrant: R410A, EAT: 80, LAT: 56 with Heat Pump | 1 | 0% | 1 | EA |  |  | 0 | 6 | 0 | 0
33 | FCU-3D, Manufacturer: MITSUBISHI, Model:PEFY-P08NMAU, CFM: 260, Supply Fan Motor: 60W, Refrigrant: R410A, EAT: 80, LAT: 56 with Heat Pump | 1 | 0% | 1 | EA |  |  | 0 | 6 | 0 | 0
34 | FCU-3E, Manufacturer: MITSUBISHI, Model: PEFY-P08NMAU, CFM: 265, Supply Fan Motor: 90W, Refrigrant: R410A, EAT: 80, LAT: 56 with Heat Pump | 1 | 0% | 1 | EA |  |  | 0 | 6 | 0 | 0
35 | FCU-3F, Manufacturer: MITSUBISHI, Model: PEFY-P12NMAU, CFM: 315, Supply Fan Motor: 90W, Refrigrant: R410A, EAT: 80, LAT: 56 with Heat Pump | 1 | 0% | 1 | EA |  |  | 0 | 6 | 0 | 0
36 | FCU-3G, Manufacturer: MITSUBISHI, Model: PEFY-P06NMAU, CFM: 265, Supply Fan Motor: 60W, Refrigrant: R410A, EAT: 80, LAT: 56 with Heat Pump | 1 | 0% | 1 | EA |  |  | 0 | 6 | 0 | 0
37 | FCU-3H, Manufacturer: MITSUBISHI, Model: PEFY-P06NMAU, CFM: 265, Supply Fan Motor: 60W, Refrigrant: R410A, EAT: 80, LAT: 56 with Heat Pump | 1 | 0% | 1 | EA |  |  | 0 | 6 | 0 | 0
38 | FCU-3I, Manufacturer: MITSUBISHI, Model: PEFY-P12NMAU, CFM: 315, Supply Fan Motor: 90W, Refrigrant: R410A, EAT: 80, LAT: 56 with Heat Pump | 1 | 0% | 1 | EA |  |  | 0 | 6 | 0 | 0
39 | FCU-3J, Manufacturer: MITSUBISHI, Model:PEFY-P08NMAU, CFM: 260, Supply Fan Motor: 60W, Refrigrant: R410A, EAT: 80, LAT: 56 with Heat Pump | 1 | 0% | 1 | EA |  |  | 0 | 6 | 0 | 0
40 | FCU-3K, Manufacturer: MITSUBISHI, Model: PEFY-P06NMAU, CFM: 265, Supply Fan Motor: 60W, Refrigrant: R410A, EAT: 80, LAT: 56 with Heat Pump | 1 | 0% | 1 | EA |  |  | 0 | 6 | 0 | 0
41 | FCU-4A, Manufacturer: MITSUBISHI, Model: PEFY-P06NMAU, CFM: 265, Supply Fan Motor: 60W, Refrigrant: R410A, EAT: 80, LAT: 56 with Heat Pump | 1 | 0% | 1 | EA |  |  | 0 | 6 | 0 | 0
42 | FCU-4B, Manufacturer: MITSUBISHI, Model: PEFY-P06NMAU, CFM: 265, Supply Fan Motor: 60W, Refrigrant: R410A, EAT: 80, LAT: 56 with Heat Pump | 1 | 0% | 1 | EA |  |  | 0 | 6 | 0 | 0
43 | FCU-4C, Manufacturer: MITSUBISHI, Model: PEFY-P12NMAU, CFM: 315, Supply Fan Motor: 90W, Refrigrant: R410A, EAT: 80, LAT: 56 with Heat Pump | 1 | 0% | 1 | EA |  |  | 0 | 6 | 0 | 0
44 | FCU-4D, Manufacturer: MITSUBISHI, Model:PEFY-P08NMAU, CFM: 260, Supply Fan Motor: 60W, Refrigrant: R410A, EAT: 80, LAT: 56 with Heat Pump | 1 | 0% | 1 | EA |  |  | 0 | 6 | 0 | 0
45 | FCU-4E, Manufacturer: MITSUBISHI, Model: PEFY-P08NMAU, CFM: 265, Supply Fan Motor: 90W, Refrigrant: R410A, EAT: 80, LAT: 56 with Heat Pump | 1 | 0% | 1 | EA |  |  | 0 | 6 | 0 | 0
46 | FCU-4F, Manufacturer: MITSUBISHI, Model: PEFY-P12NMAU, CFM: 315, Supply Fan Motor: 90W, Refrigrant: R410A, EAT: 80, LAT: 56 with Heat Pump | 1 | 0% | 1 | EA |  |  | 0 | 6 | 0 | 0
47 | FCU-4G, Manufacturer: MITSUBISHI, Model: PEFY-P06NMAU, CFM: 265, Supply Fan Motor: 60W, Refrigrant: R410A, EAT: 80, LAT: 56 with Heat Pump | 1 | 0% | 1 | EA |  |  | 0 | 6 | 0 | 0
48 | FCU-4H, Manufacturer: MITSUBISHI, Model: PEFY-P06NMAU, CFM: 265, Supply Fan Motor: 60W, Refrigrant: R410A, EAT: 80, LAT: 56 with Heat Pump | 1 | 0% | 1 | EA |  |  | 0 | 6 | 0 | 0
49 | FCU-4I, Manufacturer: MITSUBISHI, Model: PEFY-P12NMAU, CFM: 315, Supply Fan Motor: 90W, Refrigrant: R410A, EAT: 80, LAT: 56 with Heat Pump | 1 | 0% | 1 | EA |  |  | 0 | 6 | 0 | 0
50 | FCU-4J, Manufacturer: MITSUBISHI, Model:PEFY-P08NMAU, CFM: 260, Supply Fan Motor: 60W, Refrigrant: R410A, EAT: 80, LAT: 56 with Heat Pump | 1 | 0% | 1 | EA |  |  | 0 | 6 | 0 | 0
51 | FCU-4K, Manufacturer: MITSUBISHI, Model: PEFY-P06NMAU, CFM: 265, Supply Fan Motor: 60W, Refrigrant: R410A, EAT: 80, LAT: 56 with Heat Pump | 1 | 0% | 1 | EA |  |  | 0 | 6 | 0 | 0
52 | FCU-5A, Manufacturer: MITSUBISHI, Model: PEFY-P06NMAU, CFM: 265, Supply Fan Motor: 60W, Refrigrant: R410A, EAT: 80, LAT: 56 with Heat Pump | 1 | 0% | 1 | EA |  |  | 0 | 6 | 0 | 0
53 | FCU-5B, Manufacturer: MITSUBISHI, Model: PEFY-P06NMAU, CFM: 265, Supply Fan Motor: 60W, Refrigrant: R410A, EAT: 80, LAT: 56 with Heat Pump | 1 | 0% | 1 | EA |  |  | 0 | 6 | 0 | 0
54 | FCU-5C, Manufacturer: MITSUBISHI, Model: PEFY-P12NMAU, CFM: 315, Supply Fan Motor: 90W, Refrigrant: R410A, EAT: 80, LAT: 56 with Heat Pump | 1 | 0% | 1 | EA |  |  | 0 | 6 | 0 | 0
55 | FCU-5D, Manufacturer: MITSUBISHI, Model:PEFY-P08NMAU, CFM: 260, Supply Fan Motor: 60W, Refrigrant: R410A, EAT: 80, LAT: 56 with Heat Pump | 1 | 0% | 1 | EA |  |  | 0 | 6 | 0 | 0
56 | FCU-5E, Manufacturer: MITSUBISHI, Model: PEFY-P12NMAU, CFM: 315, Supply Fan Motor: 90W, Refrigrant: R410A, EAT: 80, LAT: 56 with Heat Pump | 1 | 0% | 1 | EA |  |  | 0 | 6 | 0 | 0
57 | FCU-5F, Manufacturer: MITSUBISHI, Model: PEFY-P12NMAU, CFM: 315, Supply Fan Motor: 90W, Refrigrant: R410A, EAT: 80, LAT: 56 with Heat Pump | 1 | 0% | 1 | EA |  |  | 0 | 6 | 0 | 0
58 | FCU-5G, Manufacturer: MITSUBISHI, Model: PEFY-P06NMAU, CFM: 265, Supply Fan Motor: 60W, Refrigrant: R410A, EAT: 80, LAT: 56 with Heat Pump | 1 | 0% | 1 | EA |  |  | 0 | 6 | 0 | 0
59 | FCU-5H, Manufacturer: MITSUBISHI, Model: PEFY-P06NMAU, CFM: 265, Supply Fan Motor: 60W, Refrigrant: R410A, EAT: 80, LAT: 56 with Heat Pump | 1 | 0% | 1 | EA |  |  | 0 | 6 | 0 | 0
60 | FCU-5I, Manufacturer: MITSUBISHI, Model:PEFY-P08NMAU, CFM: 260, Supply Fan Motor: 60W, Refrigrant: R410A, EAT: 80, LAT: 56 with Heat Pump | 1 | 0% | 1 | EA |  |  | 0 | 6 | 0 | 0
61 | FCU-5J, Manufacturer: MITSUBISHI, Model:PEFY-P08NMAU, CFM: 260, Supply Fan Motor: 60W, Refrigrant: R410A, EAT: 80, LAT: 56 with Heat Pump | 1 | 0% | 1 | EA |  |  | 0 | 6 | 0 | 0
62 | FCU-5K, Manufacturer: MITSUBISHI, Model: PEFY-P06NMAU, CFM: 265, Supply Fan Motor: 60W, Refrigrant: R410A, EAT: 80, LAT: 56 with Heat Pump | 1 | 0% | 1 | EA |  |  | 0 | 6 | 0 | 0
63 | FCU-ST2, Manufacturer: MITSUBISHI, Model: PKFY-P12NMSU, CFM: 413, Supply Fan Motor: 90W, Refrigrant: R410A, EAT: 80, LAT: 56 with Heat Pump | 1 | 0% | 1 | EA |  |  | 0 | 6 | 0 | 0
64 | FCU-6A, Manufacturer: MITSUBISHI, Model: PEFY-P06NMAU, CFM: 265, Supply Fan Motor: 60W, Refrigrant: R410A, EAT: 80, LAT: 56 with Heat Pump | 1 | 0% | 1 | EA |  |  | 0 | 6 | 0 | 0
65 | FCU-6B, Manufacturer: MITSUBISHI, Model: PEFY-P06NMAU, CFM: 265, Supply Fan Motor: 60W, Refrigrant: R410A, EAT: 80, LAT: 56 with Heat Pump | 1 | 0% | 1 | EA |  |  | 0 | 6 | 0 | 0
66 | FCU-6C, Manufacturer: MITSUBISHI, Model: PEFY-P12NMAU, CFM: 315, Supply Fan Motor: 90W, Refrigrant: R410A, EAT: 80, LAT: 56 with Heat Pump | 1 | 0% | 1 | EA |  |  | 0 | 6 | 0 | 0
67 | FCU-6D, Manufacturer: MITSUBISHI, Model:PEFY-P08NMAU, CFM: 260, Supply Fan Motor: 60W, Refrigrant: R410A, EAT: 80, LAT: 56 with Heat Pump | 1 | 0% | 1 | EA |  |  | 0 | 6 | 0 | 0
68 | FCU-6E, Manufacturer: MITSUBISHI, Model: PEFY-P12NMAU, CFM: 315, Supply Fan Motor: 90W, Refrigrant: R410A, EAT: 80, LAT: 56 with Heat Pump | 1 | 0% | 1 | EA |  |  | 0 | 6 | 0 | 0
69 | FCU-6F, Manufacturer: MITSUBISHI, Model: PEFY-P12NMAU, CFM: 315, Supply Fan Motor: 90W, Refrigrant: R410A, EAT: 80, LAT: 56 with Heat Pump | 1 | 0% | 1 | EA |  |  | 0 | 6 | 0 | 0
70 | FCU-6G, Manufacturer: MITSUBISHI, Model: PEFY-P06NMAU, CFM: 265, Supply Fan Motor: 60W, Refrigrant: R410A, EAT: 80, LAT: 56 with Heat Pump | 1 | 0% | 1 | EA |  |  | 0 | 6 | 0 | 0
71 | FCU-6H, Manufacturer: MITSUBISHI, Model: PEFY-P06NMAU, CFM: 265, Supply Fan Motor: 60W, Refrigrant: R410A, EAT: 80, LAT: 56 with Heat Pump | 1 | 0% | 1 | EA |  |  | 0 | 6 | 0 | 0
72 | FCU-6I, Manufacturer: MITSUBISHI, Model:PEFY-P08NMAU, CFM: 260, Supply Fan Motor: 60W, Refrigrant: R410A, EAT: 80, LAT: 56 with Heat Pump | 1 | 0% | 1 | EA |  |  | 0 | 6 | 0 | 0
73 | FCU-6J, Manufacturer: MITSUBISHI, Model:PEFY-P08NMAU, CFM: 260, Supply Fan Motor: 60W, Refrigrant: R410A, EAT: 80, LAT: 56 with Heat Pump | 1 | 0% | 1 | EA |  |  | 0 | 6 | 0 | 0
74 | FCU-6K, Manufacturer: MITSUBISHI, Model: PEFY-P06NMAU, CFM: 265, Supply Fan Motor: 60W, Refrigrant: R410A, EAT: 80, LAT: 56 with Heat Pump | 1 | 0% | 1 | EA |  |  | 0 | 6 | 0 | 0
75 | FCU-7A, Manufacturer: MITSUBISHI, Model: PEFY-P12NMAU, CFM: 315, Supply Fan Motor: 90W, Refrigrant: R410A, EAT: 80, LAT: 56 with Heat Pump | 1 | 0% | 1 | EA |  |  | 0 | 6 | 0 | 0
76 | FCU-7B, Manufacturer: MITSUBISHI, Model: PEFY-P06NMAU, CFM: 265, Supply Fan Motor: 60W, Refrigrant: R410A, EAT: 80, LAT: 56 with Heat Pump | 1 | 0% | 1 | EA |  |  | 0 | 6 | 0 | 0
77 | FCU-7C, Manufacturer: MITSUBISHI, Model: PEFY-P12NMAU, CFM: 315, Supply Fan Motor: 90W, Refrigrant: R410A, EAT: 80, LAT: 56 with Heat Pump | 1 | 0% | 1 | EA |  |  | 0 | 6 | 0 | 0
78 | FCU-7D, Manufacturer: MITSUBISHI, Model: PEFY-P06NMAU, CFM: 265, Supply Fan Motor: 60W, Refrigrant: R410A, EAT: 80, LAT: 56 with Heat Pump | 1 | 0% | 1 | EA |  |  | 0 | 6 | 0 | 0
79 | FCU-7E, Manufacturer: MITSUBISHI, Model: PEFY-P06NMAU, CFM: 265, Supply Fan Motor: 60W, Refrigrant: R410A, EAT: 80, LAT: 56 with Heat Pump | 1 | 0% | 1 | EA |  |  | 0 | 6 | 0 | 0
80 | FCU-7F, Manufacturer: MITSUBISHI, Model: PEFY-P06NMAU, CFM: 265, Supply Fan Motor: 60W, Refrigrant: R410A, EAT: 80, LAT: 56 with Heat Pump | 1 | 0% | 1 | EA |  |  | 0 | 6 | 0 | 0
81 | FCU-7G, Manufacturer: MITSUBISHI, Model: PEFY-P06NMAU, CFM: 265, Supply Fan Motor: 60W, Refrigrant: R410A, EAT: 80, LAT: 56 with Heat Pump | 1 | 0% | 1 | EA |  |  | 0 | 6 | 0 | 0
82 | FCU-7H, Manufacturer: MITSUBISHI, Model: PEFY-P06NMAU, CFM: 265, Supply Fan Motor: 60W, Refrigrant: R410A, EAT: 80, LAT: 56 with Heat Pump | 1 | 0% | 1 | EA |  |  | 0 | 6 | 0 | 0
83 | FCU-7I, Manufacturer: MITSUBISHI, Model: PEFY-P06NMAU, CFM: 265, Supply Fan Motor: 60W, Refrigrant: R410A, EAT: 80, LAT: 56 with Heat Pump | 1 | 0% | 1 | EA |  |  | 0 | 6 | 0 | 0
84 | FCU-7J, Manufacturer: MITSUBISHI, Model: PEFY-P12NMAU, CFM: 315, Supply Fan Motor: 90W, Refrigrant: R410A, EAT: 80, LAT: 56 with Heat Pump | 1 | 0% | 1 | EA |  |  | 0 | 6 | 0 | 0
85 | FCU-7K, Manufacturer: MITSUBISHI, Model: PEFY-P06NMAU, CFM: 265, Supply Fan Motor: 60W, Refrigrant: R410A, EAT: 80, LAT: 56 with Heat Pump | 1 | 0% | 1 | EA |  |  | 0 | 6 | 0 | 0
86 | FCU-7L, Manufacturer: MITSUBISHI, Model: PEFY-P12NMAU, CFM: 315, Supply Fan Motor: 90W, Refrigrant: R410A, EAT: 80, LAT: 56 with Heat Pump | 1 | 0% | 1 | EA |  |  | 0 | 6 | 0 | 0
87 | FCU-7M, Manufacturer: MITSUBISHI, Model: PEFY-P06NMAU, CFM: 265, Supply Fan Motor: 60W, Refrigrant: R410A, EAT: 80, LAT: 56 with Heat Pump | 1 | 0% | 1 | EA |  |  | 0 | 6 | 0 | 0
88 | FCU-8AL, Manufacturer: MITSUBISHI, Model: PEFY-P12NMAU, CFM: 315, Supply Fan Motor: 90W, Refrigrant: R410A, EAT: 80, LAT: 56 with Heat Pump | 1 | 0% | 1 | EA |  |  | 0 | 6 | 0 | 0
89 | FCU-8B, Manufacturer: MITSUBISHI, Model: PEFY-P06NMAU, CFM: 265, Supply Fan Motor: 60W, Refrigrant: R410A, EAT: 80, LAT: 56 with Heat Pump | 1 | 0% | 1 | EA |  |  | 0 | 6 | 0 | 0
90 | FCU-8CL, Manufacturer: MITSUBISHI, Model: PEFY-P18NMSU, CFM: 510, Supply Fan Motor: 110W, Refrigrant: R410A, EAT: 80, LAT: 56 with Heat Pump | 1 | 0% | 1 | EA |  |  | 0 | 6 | 0 | 0
91 | FCU-8D, Manufacturer: MITSUBISHI, Model: PEFY-P06NMAU, CFM: 265, Supply Fan Motor: 60W, Refrigrant: R410A, EAT: 80, LAT: 56 with Heat Pump | 1 | 0% | 1 | EA |  |  | 0 | 6 | 0 | 0
92 | FCU-8E, Manufacturer: MITSUBISHI, Model: PEFY-P12NMAU, CFM: 315, Supply Fan Motor: 90W, Refrigrant: R410A, EAT: 80, LAT: 56 with Heat Pump | 1 | 0% | 1 | EA |  |  | 0 | 6 | 0 | 0
93 | FCU-8F, Manufacturer: MITSUBISHI, Model: PEFY-P06NMAU, CFM: 265, Supply Fan Motor: 60W, Refrigrant: R410A, EAT: 80, LAT: 56 with Heat Pump | 1 | 0% | 1 | EA |  |  | 0 | 6 | 0 | 0
94 | FCU-8G, Manufacturer: MITSUBISHI, Model: PEFY-P06NMAU, CFM: 265, Supply Fan Motor: 60W, Refrigrant: R410A, EAT: 80, LAT: 56 with Heat Pump | 1 | 0% | 1 | EA |  |  | 0 | 6 | 0 | 0
95 | FCU-8H, Manufacturer: MITSUBISHI, Model: PEFY-P15NMSU, CFM: 420, Supply Fan Motor: 85W, Refrigrant: R410A, EAT: 80, LAT: 56 with Heat Pump | 1 | 0% | 1 | EA |  |  | 0 | 6 | 0 | 0
96 | FCU-8I, Manufacturer: MITSUBISHI, Model: PEFY-P12NMAU, CFM: 315, Supply Fan Motor: 90W, Refrigrant: R410A, EAT: 80, LAT: 56 with Heat Pump | 1 | 0% | 1 | EA |  |  | 0 | 6 | 0 | 0
97 | FCU-8J, Manufacturer: MITSUBISHI, Model: PEFY-P06NMAU, CFM: 265, Supply Fan Motor: 60W, Refrigrant: R410A, EAT: 80, LAT: 56 with Heat Pump | 1 | 0% | 1 | EA |  |  | 0 | 6 | 0 | 0
98 | FCU-9A, Manufacturer: MITSUBISHI, Model:PEFY-P08NMSU, CFM: 260, Supply Fan Motor: 60W, Refrigrant: R410A, EAT: 80, LAT: 56 with Heat Pump | 1 | 0% | 1 | EA |  |  | 0 | 6 | 0 | 0
99 | FCU-9B, Manufacturer: MITSUBISHI, Model:PEFY-P30NMAU, CFM: 740, Supply Fan Motor: 170W, Refrigrant: R410A, EAT: 80, LAT: 56 with Heat Pump | 1 | 0% | 1 | EA |  |  | 0 | 6 | 0 | 0
100 | FCU-9C, Manufacturer: MITSUBISHI, Model: PEFY-P12NMAU, CFM: 315, Supply Fan Motor: 90W, Refrigrant: R410A, EAT: 80, LAT: 56 with Heat Pump | 1 | 0% | 1 | EA |  |  | 0 | 6 | 0 | 0
101 | FCU-9D, Manufacturer: MITSUBISHI, Model: PEFY-P24NMAU, CFM: 740, Supply Fan Motor: 370W, Refrigrant: R410A, EAT: 80, LAT: 56 with Heat Pump | 1 | 0% | 1 | EA |  |  | 0 | 6 | 0 | 0
102 | FCU-9E, Manufacturer: MITSUBISHI, Model: PEFY-P24NMAU, CFM: 740, Supply Fan Motor: 370W, Refrigrant: R410A, EAT: 80, LAT: 56 with Heat Pump | 1 | 0% | 1 | EA |  |  | 0 | 6 | 0 | 0
103 | FCU-ST3, Manufacturer: MITSUBISHI, Model: PKFY-P12NMSU, CFM: 413, Supply Fan Motor: 90W, Refrigrant: R410A, EAT: 80, LAT: 56 with Heat Pump | 1 | 0% | 1 | EA |  |  | 0 | 6 | 0 | 0
104 | FCU-EMR, Manufacturer: MITSUBISHI, Model: PKA-A12HA7, CFM: 370, Supply Fan Motor: 1000W, Refrigrant: R410A, EAT: 80, LAT: 56 with Heat Pump | 1 | 0% | 1 | EA |  |  | 0 | 6 | 0 | 0
Note: Provide Auxiliary Drain Pan With Flood Detector Switch To Shut Off Unit When Water Is Present In Drain Pan, Provide Unit With Integral Condensate Pump, Provide Unit With Space Temperature Control Devices Consistent With The Following Control Methods: Thermostat Or Room Controller For Local Override Of Centralized Controller With Integral Temperature Sensor, Provide Auixiliary Heating Control Relay Module
MISCELLANEOUS
1 | Thermostat | 104 | 0% | 104 | EA |  |  | 0 | 36.4 | 0 | 0
2 | Carbon Monoxide Sensor | 3 | 0% | 3 | EA |  |  | 0 | 3 | 0 | 0
3 | Relocation of Thermostat | 1 | 0% | 1 | EA |  |  | 0 | 1 | 0 | 0
TOTAL MATERIAL COST | [9 empty] | 0
TOTAL MANHOURS' COST | [9 empty] | 0
TOTAL COST | [9 empty] | 0
OVERHEADS & PROFIT | [8 empty] | 25% | 0
TOTAL BID | [9 empty] | 0