## SITE
DETAILED BREAKDOWN OF ITEMS
|  | PROJECT NAME | THE GOODYEAR TIRE & RUBBER COMPANY
|  | ADDRESS | NAPANEE, ONTARIOM CANADA
S# | CSI NO | Tag | DESCRIPTION | QTY. | Wastage | Qty w/ Waste | UNIT | UNIT LABOR HOUR | TOTAL LABOR HOUR | LABOR WAGE/ HOUR | UNIT LABOR COST | TOTAL LABOR COST | UNIT MATERIAL COST | TOTAL MATERIAL COST | UNIT PRICE (Labor & Material) | TRADE TOTAL
| 1 |  | DIVISION 01-GENERAL REQUIREMENTS
1 |  |  | Permits | 1 | 0% | 1 | LS | 0 | 0 | 0 | 0 | 0 | 0 | 0 | 0 | 0
2 |  |  | Supervision and Coordination | 1 | 0% | 1 | LS | 0 | 0 | 0 | 0 | 0 | 0 | 0 | 0 | 0
3 |  |  | Submittals and Shop drawings | 1 | 0% | 1 | LS | 0 | 0 | 0 | 0 | 0 | 0 | 0 | 0 | 0
4 |  |  | Final Cleaning | 1 | 0% | 1 | LS | 0 | 0 | 0 | 0 | 0 | 0 | 0 | 0 | 0
5 |  |  | Mobilization Costs | 1 | 0% | 1 | LS | 0 | 0 | 0 | 0 | 0 | 0 | 0 | 0 | 0
6 |  |  | Temporary Control & Facilities | 1 | 0% | 1 | LS | 0 | 0 | 0 | 0 | 0 | 0 | 0 | 0 | 0
7 |  |  | Scaffolding | 1 | 0% | 1 | LS | 0 | 0 | 0 | 0 | 0 | 0 | 0 | 0 | 0
|  |  | SUBTOTAL | [12 empty] | 0
| 2 |  | DIVISION 02-DEMOLITION
ELECTRICAL DEMOLITION
8 |  |  | Remove Existing Conduit (25'-0" ) | 1 | 0% | 1 | EA | 0 | 0 | 50 | 0 | 0 | 0 | 0 | 0 | 0
9 |  |  | Remove Existing 4/0 Bare Cu. Ground Loop | 5604.8 | 0% | 5604.8 | LF | 0 | 0 | 50 | 0 | 0 | 0 | 0 | 0 | 0
|  |  | SUBTOTAL | [12 empty] | 0
| 26 |  | DIVISION 26-ELECTRICAL
LIGHTING FIXTURE
10 |  | K10 | K10 - 4' LINEAR VAPOUR TIGHT STRIP Manufacturer: EE LIGHTING Model: VTB2 Catalogue: VTB2-4-557D | 9 | 0% | 9 | EA | 0 | 0 | 50 | 0 | 0 | 0 | 0 | 0 | 0
11 |  | K10 EM | K10 EM- 4' LINEAR VAPOUR TIGHT STRIP Manufacturer: EE LIGHTING Model: VTB2 Catalogue: VTB2-4-557D | 4 | 0% | 4 | EA | 0 | 0 | 50 | 0 | 0 | 0 | 0 | 0 | 0
12 |  | H10 | H10 - HIGHBAY ROUND FIXTURE FOR PRODUCTION AREAS Manufacturer: EE LIGHTING Model: CHBQ Catalogue: CHBQ-3575 BLACK | 3 | 0% | 3 | EA | 0 | 0 | 50 | 0 | 0 | 0 | 0 | 0 | 0
13 |  | P1 | P1 - LED EXTERIOR POLE FIXTURE Manufacturer: PREMISE Model: FL4 Catalogue: FL4-150-4-T5-2 | 23 | 0% | 23 | EA | 0 | 0 | 50 | 0 | 0 | 0 | 0 | 0 | 0
14 |  | P2 | P2 - LED EXTERIOR POLE FIXTURE Manufacturer: PREMISE Model: FL4 Catalogue: FL4-150-4-T5-2 | 27 | 0% | 27 | EA | 0 | 0 | 50 | 0 | 0 | 0 | 0 | 0 | 0
15 |  | W1 | W1 EM- EXTERIOR WALL MOUNT Manufacturer: PREMISE Model: WP7 Catalogue: WP7-80W-4000K-1 | 68 | 0% | 68 | EA | 0 | 0 | 50 | 0 | 0 | 0 | 0 | 0 | 0
POWER
16 |  |  | Disconnect Switch | 1 | 0% | 1 | EA | 0 | 0 | 50 | 0 | 0 | 0 | 0 | 0 | 0
17 |  |  | Duplex Receptacle Standard, Mounted Above Counter ,20A, Plug Load Contorl | 8 | 0% | 8 | EA | 0 | 0 | 50 | 0 | 0 | 0 | 0 | 0 | 0
18 |  |  | Electric Heater Base board | 3 | 0% | 3 | EA | 0 | 0 | 50 | 0 | 0 | 0 | 0 | 0 | 0
19 |  |  | Input/Output Replay | 4 | 0% | 4 | EA | 0 | 0 | 50 | 0 | 0 | 0 | 0 | 0 | 0
20 |  |  | Supervised Valve | 2 | 0% | 2 | EA | 0 | 0 | 50 | 0 | 0 | 0 | 0 | 0 | 0
GENERATOR
21 |  | GEN-EM | GEN-EM 200KW/250KVA 600V 3PH, 3W Gnerator | 5 | 0% | 5 | EA | 0 | 0 | 50 | 0 | 0 | 0 | 0 | 0 | 0
TRANSFORMER
22 |  |  | 750 KVA 4160V Transformer | 2 | 0% | 2 | EA | 0 | 0 | 50 | 0 | 0 | 0 | 0 | 0 | 0
23 |  |  | 500 KVA 4160V Transformer | 1 | 0% | 1 | EA | 0 | 0 | 50 | 0 | 0 | 0 | 0 | 0 | 0
24 |  | TX-CR6-EMLS | TX-CR6-EMLS 225 KVA-3PH 4160V-600/347V Transformer | 3 | 0% | 3 | EA | 0 | 0 | 50 | 0 | 0 | 0 | 0 | 0 | 0
25 |  | LV-CR6-EMLS | LV-CR6-EMLS 400A, 600/347V Distribution Panel | 1 | 0% | 1 | EA | 0 | 0 | 50 | 0 | 0 | 0 | 0 | 0 | 0
26 |  |  | 1500 KVA 4160V Transformer | 1 | 0% | 1 | EA | 0 | 0 | 50 | 0 | 0 | 0 | 0 | 0 | 0
27 |  |  | 2000 KVA 4160V Transformer | 1 | 0% | 1 | EA | 0 | 0 | 50 | 0 | 0 | 0 | 0 | 0 | 0
28 |  |  | 3500 KVA 4160V Transformer | 1 | 0% | 1 | EA | 0 | 0 | 50 | 0 | 0 | 0 | 0 | 0 | 0
29 |  |  | 1200/5 Current Transformer | 11 | 0% | 11 | EA | 0 | 0 | 50 | 0 | 0 | 0 | 0 | 0 | 0
30 |  |  | 50/5 Current Transformer | 9 | 0% | 9 | EA | 0 | 0 | 50 | 0 | 0 | 0 | 0 | 0 | 0
31 |  |  | 100/5 Current Transformer | 2 | 0% | 2 | EA | 0 | 0 | 50 | 0 | 0 | 0 | 0 | 0 | 0
32 |  |  | 1000/1333/14933 KVA 44KV-416KV Transformer | 1 | 0% | 1 | EA | 0 | 0 | 50 | 0 | 0 | 0 | 0 | 0 | 0
33 |  | TX-SUB3-PP-1 | TX-SUB3-PP-1 30KVA 600V-208/120V, 3PH, 4W Transformer | 1 | 0% | 1 | EA | 0 | 0 | 50 | 0 | 0 | 0 | 0 | 0 | 0
34 |  | TX-CR6-FS18 | TX-CR6-FS18 1500/1725/1935KVA 4160V-600/347VTransformer | 1 | 0% | 1 | EA | 0 | 0 | 50 | 0 | 0 | 0 | 0 | 0 | 0
35 |  | TX-CR5-FS15 | TX-CR5-FS15 1500/1725/1935KVA 4160V-600/347V Transformer | 3 | 0% | 3 | EA | 0 | 0 | 50 | 0 | 0 | 0 | 0 | 0 | 0
36 |  |  | 2000/5 Current Transformer | 2 | 0% | 2 | EA | 0 | 0 | 50 | 0 | 0 | 0 | 0 | 0 | 0
37 |  | TX-MX3-DP-1 | TX-MX3-DP-1 150KVA 600V-208/120V, 3PH, 4W Transformer | 1 | 0% | 1 | EA | 0 | 0 | 50 | 0 | 0 | 0 | 0 | 0 | 0
38 |  | TX-EXT-DP-1 | TX-EXT-DP-1 150KVA 600V-208/120V, 3PH, 4W Transformer | 1 | 0% | 1 | EA | 0 | 0 | 50 | 0 | 0 | 0 | 0 | 0 | 0
39 |  | TX-ELEV-C | TX-ELEV-C 30KVA 600V-208/120V, 3PH, 4W Transformer | 13 | 0% | 13 | EA | 0 | 0 | 50 | 0 | 0 | 0 | 0 | 0 | 0
40 |  |  | 15KVA 600V-208/120V, 3PH, 4W Transformer | 5 | 0% | 5 | EA | 0 | 0 | 50 | 0 | 0 | 0 | 0 | 0 | 0
41 |  |  | Transformer (3W + Ground) (4W + Ground) | 3 | 0% | 3 | EA | 0 | 0 | 50 | 0 | 0 | 0 | 0 | 0 | 0
CIRCUIT BREAKER
42 |  |  | 1200A 3P Circuit Breaker W/ Disconnect Switch | 11 | 0% | 11 | EA | 0 | 0 | 50 | 0 | 0 | 0 | 0 | 0 | 0
43 |  |  | 2000A 3P Circuit Breaker W/ Disconnect Switch | 9 | 0% | 9 | EA | 0 | 0 | 50 | 0 | 0 | 0 | 0 | 0 | 0
44 |  |  | 2000A Breaker With Disconnect Switch | 1 | 0% | 1 | EA | 0 | 0 | 50 | 0 | 0 | 0 | 0 | 0 | 0
45 |  |  | 40A, 3P Circuit Breaker | 6 | 0% | 6 | EA | 0 | 0 | 50 | 0 | 0 | 0 | 0 | 0 | 0
46 |  |  | 250A Circuit Breaker | 1 | 0% | 1 | EA | 0 | 0 | 50 | 0 | 0 | 0 | 0 | 0 | 0
47 |  |  | 300A Circuit Breaker | 1 | 0% | 1 | EA | 0 | 0 | 50 | 0 | 0 | 0 | 0 | 0 | 0
48 |  |  | 20A, 3P Circuit Breaker | 16 | 0% | 16 | EA | 0 | 0 | 50 | 0 | 0 | 0 | 0 | 0 | 0
49 |  |  | 15A, 3P Circuit Breaker | 47 | 0% | 47 | EA | 0 | 0 | 50 | 0 | 0 | 0 | 0 | 0 | 0
50 |  |  | 50A, 3P Circuit Breaker | 4 | 0% | 4 | EA | 0 | 0 | 50 | 0 | 0 | 0 | 0 | 0 | 0
51 |  |  | 150A, 3P Circuit Breaker | 4 | 0% | 4 | EA | 0 | 0 | 50 | 0 | 0 | 0 | 0 | 0 | 0
52 |  |  | 40A, 3P Circuit Breaker | 35 | 0% | 35 | EA | 0 | 0 | 50 | 0 | 0 | 0 | 0 | 0 | 0
53 |  |  | 110A, 3P Circuit Breaker | 12 | 0% | 12 | EA | 0 | 0 | 50 | 0 | 0 | 0 | 0 | 0 | 0
54 |  |  | 600A3P Circuit Breaker W/ Disconnect Switch | 2 | 0% | 2 | EA | 0 | 0 | 50 | 0 | 0 | 0 | 0 | 0 | 0
55 |  |  | 800A 3P Circuit Breaker W/ Disconnect Switch | 26 | 0% | 26 | EA | 0 | 0 | 50 | 0 | 0 | 0 | 0 | 0 | 0
56 |  |  | 400A 3P Circuit Breaker W/ Disconnect Switch | 33 | 0% | 33 | EA | 0 | 0 | 50 | 0 | 0 | 0 | 0 | 0 | 0
57 |  |  | 200A 3P Circuit Breaker W/ Disconnect Switch | 1 | 0% | 1 | EA | 0 | 0 | 50 | 0 | 0 | 0 | 0 | 0 | 0
58 |  |  | 450A 3P Circuit Breaker W/ Disconnect Switch | 2 | 0% | 2 | EA | 0 | 0 | 50 | 0 | 0 | 0 | 0 | 0 | 0
59 |  |  | 80A, 3P Circuit Breaker | 5 | 0% | 5 | EA | 0 | 0 | 50 | 0 | 0 | 0 | 0 | 0 | 0
60 |  |  | 60A, 3P Circuit Breaker | 6 | 0% | 6 | EA | 0 | 0 | 50 | 0 | 0 | 0 | 0 | 0 | 0
61 |  |  | 15A, 3P Circuit Breaker | 9 | 0% | 9 | EA | 0 | 0 | 50 | 0 | 0 | 0 | 0 | 0 | 0
62 |  |  | 100A, 3P Circuit Breaker | 8 | 0% | 8 | EA | 0 | 0 | 50 | 0 | 0 | 0 | 0 | 0 | 0
63 |  |  | 600A, 3P Circuit Breaker | 2 | 0% | 2 | EA | 0 | 0 | 50 | 0 | 0 | 0 | 0 | 0 | 0
64 |  |  | 350A, 3P Circuit Breaker | 2 | 0% | 2 | EA | 0 | 0 | 50 | 0 | 0 | 0 | 0 | 0 | 0
65 |  |  | 12.6A, 3P Circuit Breaker | 3 | 0% | 3 | EA | 0 | 0 | 50 | 0 | 0 | 0 | 0 | 0 | 0
66 |  |  | 22A, 3P Circuit Breaker | 4 | 0% | 4 | EA | 0 | 0 | 50 | 0 | 0 | 0 | 0 | 0 | 0
67 |  |  | 77A, 3P Circuit Breaker | 4 | 0% | 4 | EA | 0 | 0 | 50 | 0 | 0 | 0 | 0 | 0 | 0
68 |  |  | 52A, 3P Circuit Breaker | 6 | 0% | 6 | EA | 0 | 0 | 50 | 0 | 0 | 0 | 0 | 0 | 0
69 |  |  | 17A, 3P Circuit Breaker | 4 | 0% | 4 | EA | 0 | 0 | 50 | 0 | 0 | 0 | 0 | 0 | 0
70 |  |  | 41A, 3P Circuit Breaker | 4 | 0% | 4 | EA | 0 | 0 | 50 | 0 | 0 | 0 | 0 | 0 | 0
71 |  |  | 30A, 3P Circuit Breaker | 4 | 0% | 4 | EA | 0 | 0 | 50 | 0 | 0 | 0 | 0 | 0 | 0
72 |  |  | 30A, 3P Circuit Breaker | 3 | 0% | 3 | EA | 0 | 0 | 50 | 0 | 0 | 0 | 0 | 0 | 0
73 |  |  | 90A, 3P Circuit Breaker | 4 | 0% | 4 | EA | 0 | 0 | 50 | 0 | 0 | 0 | 0 | 0 | 0
74 |  |  | 100A, 3P Circuit Breaker | 46 | 0% | 46 | EA | 0 | 0 | 50 | 0 | 0 | 0 | 0 | 0 | 0
75 |  |  | 200A, 3P Circuit Breaker | 10 | 0% | 10 | EA | 0 | 0 | 50 | 0 | 0 | 0 | 0 | 0 | 0
76 |  |  | 110A, 3P Circuit Breaker | 6 | 0% | 6 | EA | 0 | 0 | 50 | 0 | 0 | 0 | 0 | 0 | 0
77 |  |  | 250A Circuit Breaker | 6 | 0% | 6 | EA | 0 | 0 | 50 | 0 | 0 | 0 | 0 | 0 | 0
SWITCHES
78 |  |  | 100A 3P Load Break Switch W/ Disconnect Switch | 18 | 0% | 18 | EA | 0 | 0 | 50 | 0 | 0 | 0 | 0 | 0 | 0
79 |  | TC5 | TC5 Load Break Switch 600A | 1 | 0% | 1 | EA | 0 | 0 | 50 | 0 | 0 | 0 | 0 | 0 | 0
80 |  | TC8 | TC8 Load Break Switch 800A | 1 | 0% | 1 | EA | 0 | 0 | 50 | 0 | 0 | 0 | 0 | 0 | 0
81 |  |  | 300E Fused Without Disconnect | 13 | 0% | 13 | EA | 0 | 0 | 50 | 0 | 0 | 0 | 0 | 0 | 0
82 |  |  | Breaker With Disconnect Switch | 10 | 0% | 10 | EA | 0 | 0 | 50 | 0 | 0 | 0 | 0 | 0 | 0
83 |  |  | Fuse W/ Disconnect Switch | 6 | 0% | 6 | EA | 0 | 0 | 50 | 0 | 0 | 0 | 0 | 0 | 0
84 |  | WC5 | WC5 Load Break Switch 600A | 1 | 0% | 1 | EA | 0 | 0 | 50 | 0 | 0 | 0 | 0 | 0 | 0
85 |  |  | Load Break Switch 400A | 1 | 0% | 1 | EA | 0 | 0 | 50 | 0 | 0 | 0 | 0 | 0 | 0
86 |  | TC9 | TC9 Load Break Switch 600A | 1 | 0% | 1 | EA | 0 | 0 | 50 | 0 | 0 | 0 | 0 | 0 | 0
87 |  | TC7 | TC7 Load Break Switch 600A | 1 | 0% | 1 | EA | 0 | 0 | 50 | 0 | 0 | 0 | 0 | 0 | 0
88 |  | TC6 | TC6 Load Break Switch 600A | 1 | 0% | 1 | EA | 0 | 0 | 50 | 0 | 0 | 0 | 0 | 0 | 0
89 |  |  | 40E Fused Without Disconnect | 1 | 0% | 1 | EA | 0 | 0 | 50 | 0 | 0 | 0 | 0 | 0 | 0
90 |  | WC4 | WC4 Load Break Switch 600A | 1 | 0% | 1 | EA | 0 | 0 | 50 | 0 | 0 | 0 | 0 | 0 | 0
91 |  |  | Pedestal Mounted 44KV Load Break Switch | 1 | 0% | 1 | EA | 0 | 0 | 50 | 0 | 0 | 0 | 0 | 0 | 0
92 |  |  | 182A Disconnect Switch | 2 | 0% | 2 | EA | 0 | 0 | 50 | 0 | 0 | 0 | 0 | 0 | 0
93 |  |  | 11A Disconnect Switch | 9 | 0% | 9 | EA | 0 | 0 | 50 | 0 | 0 | 0 | 0 | 0 | 0
94 |  |  | 9A Disconnect Switch | 33 | 0% | 33 | EA | 0 | 0 | 50 | 0 | 0 | 0 | 0 | 0 | 0
95 |  |  | 27A Disconnect Switch | 6 | 0% | 6 | EA | 0 | 0 | 50 | 0 | 0 | 0 | 0 | 0 | 0
96 |  |  | 99A Disconnect Switch | 8 | 0% | 8 | EA | 0 | 0 | 50 | 0 | 0 | 0 | 0 | 0 | 0
97 |  |  | 22A Disconnect Switch | 18 | 0% | 18 | EA | 0 | 0 | 50 | 0 | 0 | 0 | 0 | 0 | 0
98 |  |  | 77A Disconnect Switch | 12 | 0% | 12 | EA | 0 | 0 | 50 | 0 | 0 | 0 | 0 | 0 | 0
99 |  |  | 2.2A Disconnect Switch | 2 | 0% | 2 | EA | 0 | 0 | 50 | 0 | 0 | 0 | 0 | 0 | 0
100 |  |  | 7A Disconnect Switch | 3 | 0% | 3 | EA | 0 | 0 | 50 | 0 | 0 | 0 | 0 | 0 | 0
101 |  |  | 2.1A Disconnect Switch | 2 | 0% | 2 | EA | 0 | 0 | 50 | 0 | 0 | 0 | 0 | 0 | 0
102 |  |  | 32A Disconnect Switch | 1 | 0% | 1 | EA | 0 | 0 | 50 | 0 | 0 | 0 | 0 | 0 | 0
103 |  |  | 41A Disconnect Switch | 1 | 0% | 1 | EA | 0 | 0 | 50 | 0 | 0 | 0 | 0 | 0 | 0
104 |  | TC9 | TC9 Load Break Switch 600A | 1 | 0% | 1 | EA | 0 | 0 | 50 | 0 | 0 | 0 | 0 | 0 | 0
105 |  | PT | PT 600/120V Without Fuse | 5 | 0% | 5 | EA | 0 | 0 | 50 | 0 | 0 | 0 | 0 | 0 | 0
106 |  | TC7 | TC7 Load Break Switch 600A | 1 | 0% | 1 | EA | 0 | 0 | 50 | 0 | 0 | 0 | 0 | 0 | 0
107 |  |  | 12.6A Disconnect Switch | 2 | 0% | 2 | EA | 0 | 0 | 50 | 0 | 0 | 0 | 0 | 0 | 0
108 |  |  | 12.3A Disconnect Switch | 2 | 0% | 2 | EA | 0 | 0 | 50 | 0 | 0 | 0 | 0 | 0 | 0
109 |  |  | 5.1A Disconnect Switch | 1 | 0% | 1 | EA | 0 | 0 | 50 | 0 | 0 | 0 | 0 | 0 | 0
110 |  |  | 3.9A Disconnect Switch | 2 | 0% | 2 | EA | 0 | 0 | 50 | 0 | 0 | 0 | 0 | 0 | 0
111 |  |  | 5.7A Disconnect Switch | 2 | 0% | 2 | EA | 0 | 0 | 50 | 0 | 0 | 0 | 0 | 0 | 0
112 |  |  | 157A Disconnect Switch | 2 | 0% | 2 | EA | 0 | 0 | 50 | 0 | 0 | 0 | 0 | 0 | 0
113 |  |  | 9KW Direct Connection | 3 | 0% | 3 | EA | 0 | 0 | 50 | 0 | 0 | 0 | 0 | 0 | 0
114 |  |  | 91A Disconnect Switch | 3 | 0% | 3 | EA | 0 | 0 | 50 | 0 | 0 | 0 | 0 | 0 | 0
115 |  |  | 6.1A Disconnect Switch | 8 | 0% | 8 | EA | 0 | 0 | 50 | 0 | 0 | 0 | 0 | 0 | 0
116 |  | TC6 | TC6 Load Break Switch 600A | 3 | 0% | 3 | EA | 0 | 0 | 50 | 0 | 0 | 0 | 0 | 0 | 0
117 |  |  | 116.2A Disconnect Switch | 3 | 0% | 3 | EA | 0 | 0 | 50 | 0 | 0 | 0 | 0 | 0 | 0
118 |  |  | 365A Disconnect Switch | 3 | 0% | 3 | EA | 0 | 0 | 50 | 0 | 0 | 0 | 0 | 0 | 0
GROUNDING
119 |  |  | 2/0 AWG Bare Stranded Medium Hard Drawn Copepr Conductor 1"x9'-10" Copper Weld Steel Grounding Conductor Ground Connector Burndy Type " GD" Flexible Copper Braid Ground Connector Burndy Type" GG" | 23 | 0% | 23 | EA | 0 | 0 | 50 | 0 | 0 | 0 | 0 | 0 | 0
120 |  |  | 4/0 Bare Cu. Ground Loop Cable | 5450.53 | 0% | 5450.53 | LF | 0 | 0 | 50 | 0 | 0 | 0 | 0 | 0 | 0
MISC. ITEMS
121 |  |  | Cable Tray | 83 | 10% | 91.3 | LF | 0 | 0 | 50 | 0 | 0 | 0 | 0 | 0 | 0
122 |  |  | 4160 Volts Bus | 1 | 0% | 1 | EA | 0 | 0 | 50 | 0 | 0 | 0 | 0 | 0 | 0
123 |  |  | PT With Fuse | 5 | 0% | 5 | EA | 0 | 0 | 50 | 0 | 0 | 0 | 0 | 0 | 0
124 |  |  | 1.5KVA 600/120V Control Power | 5 | 0% | 5 | EA | 0 | 0 | 50 | 0 | 0 | 0 | 0 | 0 | 0
125 |  |  | Splitter Box | 3 | 0% | 3 | EA | 0 | 0 | 50 | 0 | 0 | 0 | 0 | 0 | 0
126 |  |  | Splitter 200A, 600V, 3PH, 3W | 3 | 0% | 3 | EA | 0 | 0 | 50 | 0 | 0 | 0 | 0 | 0 | 0
127 |  |  | 5 KV Switch Provided By Nitrogen Equpment Supplier | 1 | 0% | 1 | EA | 0 | 0 | 50 | 0 | 0 | 0 | 0 | 0 | 0
|  |  | SUBTOTAL | [12 empty] | 0
| 28 |  | DIVISION 28- ELECTRONIC SAFETY AND SECURITY
FIRE ALARM
128 |  |  | Manual Pull Station ''NC'' Indicates Normally Closed Auxiliary Contacts ''ERT'' Indicates Emergency Response Team | 3 | 0% | 3 | EA | 0 | 0 | 50 | 0 | 0 | 0 | 0 | 0 | 0
129 |  |  | Smoke Detector (R=Relay Base) Ceiling Mount, Wall Mount, Duct Smoke Detctor | 5 | 0% | 5 | EA | 0 | 0 | 50 | 0 | 0 | 0 | 0 | 0 | 0
130 |  |  | Fire Alarm Strobe (110 cd) | 4 | 0% | 4 | EA | 0 | 0 | 50 | 0 | 0 | 0 | 0 | 0 | 0
131 |  |  | Fire Alarm Speaker ( Bull-Horn Style) | 4 | 0% | 4 | EA | 0 | 0 | 50 | 0 | 0 | 0 | 0 | 0 | 0
|  |  | SUBTOTAL | [12 empty] | 0
[7 empty] | TOTAL LABOR HOURS |  | 0 | TOTAL LABOR COST |  | 0 | TOTAL MATERIAL COST | 0
|  |  | TOTAL AMOUNT | [12 empty] | 0
|  |  | CONTIGENCIES (5%) | [7 empty] | 5% |  |  |  |  | 0
|  |  | OVERHEAD (10%) | [7 empty] | 10% |  |  |  |  | 0
|  |  | PROFIT (10%) | [7 empty] | 10% |  |  |  |  | 0
|  |  | TAX (8.5%) | [7 empty] | 8.5% |  |  |  |  | 0
|  |  | PERFORMANCE AND PAYMENT BONDS | [7 empty] | 1.5% |  |  |  |  | 0
|  |  | TOTAL BASEBID | [12 empty] | 0

## BUILDING 01
DETAILED BREAKDOWN OF ITEMS
|  | PROJECT NAME | THE GOODYEAR TIRE & RUBBER COMPANY
|  | ADDRESS | NAPANEE, ONTARIOM CANADA
S# | CSI NO | Tag | DESCRIPTION | QTY. | Wastage | Qty w/ Waste | UNIT | UNIT LABOR HOUR | TOTAL LABOR HOUR | LABOR WAGE/ HOUR | UNIT LABOR COST | TOTAL LABOR COST | UNIT MATERIAL COST | TOTAL MATERIAL COST | UNIT PRICE (Labor & Material) | TRADE TOTAL
| 1 |  | DIVISION 01-GENERAL REQUIREMENTS
1 |  |  | Permits | 1 | 0% | 1 | LS | 0 | 0 | 0 | 0 | 0 | 0 | 0 | 0 | 0
2 |  |  | Supervision and Coordination | 1 | 0% | 1 | LS | 0 | 0 | 0 | 0 | 0 | 0 | 0 | 0
3 |  |  | Submittals and Shop drawings | 1 | 0% | 1 | LS | 0 | 0 | 0 | 0 | 0 | 0 | 0 | 0
4 |  |  | Final Cleaning | 1 | 0% | 1 | LS | 0 | 0 | 0 | 0 | 0 | 0 | 0 | 0
5 |  |  | Mobilization Costs | 1 | 0% | 1 | LS | 0 | 0 | 0 | 0 | 0 | 0 | 0 | 0
6 |  |  | Temporary Control & Facilities | 1 | 0% | 1 | LS | 0 | 0 | 0 | 0 | 0 | 0 | 0 | 0
7 |  |  | Scaffolding | 1 | 0% | 1 | LS | 0 | 0 | 0 | 0 | 0 | 0 | 0 | 0
|  |  | SUBTOTAL | [12 empty] | 0
| 23 |  | DIVISION 23- HVAC
DEMOLITION & RELOCATION
8 |  |  | DEMO AND REMOVE DUCTWORK | 45.83 | 0% | 45.83 | LF | 0 | 0 | 50 | 0 | 0 | 0 | 0 | 0 | 0
9 |  |  | DEMO AND REMOVE DIFFUSERS | 5 | 0% | 5 | EA | 0 | 0 | 50 | 0 | 0 | 0 | 0 | 0 | 0
10 |  |  | DEMO AND REMOVE EXISTING GAS FURNACE, CONDENSING UNIT AND ALL ASSOCIATED PIPING AND WIRING. | 1 | 0% | 1 | EA | 0 | 0 | 50 | 0 | 0 | 0 | 0 | 0 | 0
11 |  |  | DEMO AND REMOVE EXISTING WINDOW SHAKER AC UNIT AND ALL ASSOCIATED PIPING AND WIRING | 2 | 0% | 2 | EA | 0 | 0 | 50 | 0 | 0 | 0 | 0 | 0 | 0
12 |  |  | EXISTING AIR HANDLING UNIT TO BE REMOVED COMPLETE WITH ALL ASSOCIATED DUCTWORK, WIRING AND CONRETE PAD. | 1 | 0% | 1 | EA | 0 | 0 | 50 | 0 | 0 | 0 | 0 | 0 | 0
13 |  |  | EXISTING CONDENSING UNIT TO BE RELOCATED AND INSTALLED INSIDE PLANT CLOSE TO AC UNIT. | 1 | 0% | 1 | EA | 0 | 0 | 50 | 0 | 0 | 0 | 0 | 0 | 0
14 |  |  | EXISTING DRY COOLER AND ALL ASSOCIATED PIPING, PUMPS AND ACCESSORIES OUTDOORS TO BE REMOVED. EXISTING PIPING TO BE CAPPED AT HIGH LEVEL INSIDE. | 1 | 0% | 1 | EA | 0 | 0 | 50 | 0 | 0 | 0 | 0 | 0 | 0
15 |  |  | EXISTING EXHAUST FAN CAN BE REMOVED AFTER NEW EXHAUST FANS ARE OPERATIONAL. | 2 | 0% | 2 | EA | 0 | 0 | 50 | 0 | 0 | 0 | 0 | 0 | 0
16 |  |  | EXISTING HVAC UNIT TO BE REMOVED COMPLETE WITH ALL ASSOCIATED PAWIRING, DCTWORK AND CONTROLS. EXISTING GAS TO BE CUT AND CAPPED INSIDE. | 1 | 0% | 1 | EA | 0 | 0 | 50 | 0 | 0 | 0 | 0 | 0 | 0
17 |  |  | EXISTING HVAC UNIT TO BE REMOVED COMPLETE WITH ALL DUCTWORK AND CONTROLS. EXISTING CHILLED WATER AND GAS PIPING TO BE CUT TO HIGH LEVEL AND PREPARED FOR NEW CONNECTION. | 1 | 0% | 1 | EA | 0 | 0 | 50 | 0 | 0 | 0 | 0 | 0 | 0
18 |  |  | EXISTING HVAC UNIT TO BE REMOVED INCLUDING ALL DUCTWORK AND CONTROLS. EXISTING CHILLED WATER AND GAS PIPING TO BE CUT TO HIGH LEVEL AND PREPARED FOR NEW CONNECTION. | 1 | 0% | 1 | EA | 0 | 0 | 50 | 0 | 0 | 0 | 0 | 0 | 0
19 |  |  | EXISTING HVAC UNIT TO BE REMOVED INCLUDING ALL DUCTWORK AND CONTROLS. EXISTING CHILLED WATER AND I GAS PIPING TO BE CUT TO HIGH LEVEL AND PREPARED FOR NEW CONNECTION. RE-WORK THE EXISTING ROOF OPENING AND PREPARE FOR NEW OUTDOOR AIR INTAKE FOR NEW UNIT. | 1 | 0% | 1 | EA | 0 | 0 | 50 | 0 | 0 | 0 | 0 | 0 | 0
20 |  |  | EXISTING LOUVRES TO BE REMOVED. | 3 | 0% | 3 | EA | 0 | 0 | 50 | 0 | 0 | 0 | 0 | 0 | 0
21 |  |  | EXISTING UNIT HEATER AND EXHAUST DUCTWORK TO BE REMOVED. CAP GAS PIPING FOR FUTURE USE. | 1 | 0% | 1 | EA | 0 | 0 | 50 | 0 | 0 | 0 | 0 | 0 | 0
22 |  |  | EXISTING CONDENSING UNIT TO BE RELOCATED AND INSTALLED INSIDE PLANT CLOSE TO AC UNIT. | 3 | 0% | 3 | EA | 0 | 0 | 50 | 0 | 0 | 0 | 0 | 0 | 0
23 |  |  | EXISTING COOLING TOWERS, PUMPS, EXPANSION TANKS AND CHEMICAL TREATMENT TO BE RELOCATED COMPLETE WITH ALL ASSOCIATED PIPING, PADS AND SUPPORTS. | 2 | 0% | 2 | EA | 0 | 0 | 50 | 0 | 0 | 0 | 0 | 0 | 0
24 |  |  | EXISTING WELDING EXHAUST DUCT TO BE RELOCATED TO ROOF PENETRTION. | 1 | 0% | 1 | EA | 0 | 0 | 50 | 0 | 0 | 0 | 0 | 0 | 0
25 |  |  | EXISTING WELDING EXHAUST DUCT TO BE RELOCATED. RELOCATE DUCT PENETRATION THRU HIGH ROOF. | 1 | 0% | 1 | EA | 0 | 0 | 50 | 0 | 0 | 0 | 0 | 0 | 0
DUCTS
ROUND AND RECTANGULAR
26 |  |  | 10"X14" SUPPLY AIR DUCT | 71.26 | 5% | 74.823 | LF | 0 | 0 | 50 | 0 | 0 | 0 | 0 | 0 | 0
27 |  |  | 10"X6" SUPPLY AIR DUCT | 9.85 | 5% | 10.3425 | LF | 0 | 0 | 50 | 0 | 0 | 0 | 0 | 0 | 0
28 |  |  | 100"X36" SUPPLY AIR DUCT | 173.34 | 5% | 182.007 | LF | 0 | 0 | 50 | 0 | 0 | 0 | 0 | 0 | 0
29 |  |  | 100"X36" SUPPLY AIR DUCT WITH LINING | 6.1 | 5% | 6.405 | LF | 0 | 0 | 50 | 0 | 0 | 0 | 0 | 0 | 0
30 |  |  | 100"X50" SUPPLY AIR DUCT | 8.63 | 5% | 9.0615 | LF | 0 | 0 | 50 | 0 | 0 | 0 | 0 | 0 | 0
31 |  |  | 100"X50" SUPPLY AIR DUCT WITH LINING | 5.97 | 5% | 6.2685 | LF | 0 | 0 | 50 | 0 | 0 | 0 | 0 | 0 | 0
32 |  |  | 108"X36" OUTSIDE AIR DUCTAIR DUCT | 78.3 | 5% | 82.215 | LF | 0 | 0 | 50 | 0 | 0 | 0 | 0 | 0 | 0
33 |  |  | 108"X58" SUPPLY AIR DUCT AIR DUCT | 36.42 | 5% | 38.241 | LF | 0 | 0 | 50 | 0 | 0 | 0 | 0 | 0 | 0
34 |  |  | 114"X36" SUPPLY AIR DUCT | 20.76 | 5% | 21.798 | LF | 0 | 0 | 50 | 0 | 0 | 0 | 0 | 0 | 0
35 |  |  | 114"X56" SUPPLY AIR DUCT | 228.14 | 5% | 239.547 | LF | 0 | 0 | 50 | 0 | 0 | 0 | 0 | 0 | 0
36 |  |  | 12"X10" EXHAUST AIR DUCT | 9.25 | 5% | 9.7125 | LF | 0 | 0 | 50 | 0 | 0 | 0 | 0 | 0 | 0
37 |  |  | 12"X10" SUPPLY AIR DUCT | 66.52 | 5% | 69.846 | LF | 0 | 0 | 50 | 0 | 0 | 0 | 0 | 0 | 0
38 |  |  | 12"X12" OUTSIDE AIR DUCT | 8.43 | 5% | 8.8515 | LF | 0 | 0 | 50 | 0 | 0 | 0 | 0 | 0 | 0
39 |  |  | 12"X12" RETURN AIR DUCT | 14.56 | 5% | 15.288 | LF | 0 | 0 | 50 | 0 | 0 | 0 | 0 | 0 | 0
40 |  |  | 12"X16" SUPPLY AIR DUCT | 196.23 | 5% | 206.0415 | LF | 0 | 0 | 50 | 0 | 0 | 0 | 0 | 0 | 0
41 |  |  | 136"X36" SUPPLY AIR DUCT WITH ACCOUSTICAL LINING | 36.9 | 5% | 38.745 | LF | 0 | 0 | 50 | 0 | 0 | 0 | 0 | 0 | 0
42 |  |  | 14"X8" RETURN AIR DUCT | 7.76 | 5% | 8.148 | LF | 0 | 0 | 50 | 0 | 0 | 0 | 0 | 0 | 0
43 |  |  | 142"X44" SUPPLY AIR DUCT | 69.33 | 5% | 72.7965 | LF | 0 | 0 | 50 | 0 | 0 | 0 | 0 | 0 | 0
44 |  |  | 144"X56" SUPPLY AIR DUCT | 10.01 | 5% | 10.5105 | LF | 0 | 0 | 50 | 0 | 0 | 0 | 0 | 0 | 0
45 |  |  | 24" SUPPLY AIR DUCT | 233.45 | 5% | 245.1225 | LF | 0 | 0 | 50 | 0 | 0 | 0 | 0 | 0 | 0
46 |  |  | 30"X24" SUPPLY AIR DUCT | 36.93 | 5% | 38.7765 | LF | 0 | 0 | 50 | 0 | 0 | 0 | 0 | 0 | 0
47 |  |  | 36"X36" OUTSIDE AIR DUCTAIR DUCT | 17.55 | 5% | 18.4275 | LF | 0 | 0 | 50 | 0 | 0 | 0 | 0 | 0 | 0
48 |  |  | 36"X96" OUTSIDE AIR DUCTAIR DUCT | 8.2 | 5% | 8.61 | LF | 0 | 0 | 50 | 0 | 0 | 0 | 0 | 0 | 0
49 |  |  | 38"X54" SUPPLY AIR DUCT | 33.51 | 5% | 35.1855 | LF | 0 | 0 | 50 | 0 | 0 | 0 | 0 | 0 | 0
50 |  |  | 40"X10" RETURN AIR DUCT | 18.24 | 5% | 19.152 | LF | 0 | 0 | 50 | 0 | 0 | 0 | 0 | 0 | 0
51 |  |  | 40"X10" SUPPLY AIR DUCT | 60.32 | 5% | 63.336 | LF | 0 | 0 | 50 | 0 | 0 | 0 | 0 | 0 | 0
52 |  |  | 44"X60" SUPPLY AIR DUCT | 6.24 | 5% | 6.552 | LF | 0 | 0 | 50 | 0 | 0 | 0 | 0 | 0 | 0
53 |  |  | 44"X80" SUPPLY AIR DUCT | 10.96 | 5% | 11.508 | LF | 0 | 0 | 50 | 0 | 0 | 0 | 0 | 0 | 0
54 |  |  | 46"X52" OUTSIDE AIR DUCT | 31.98 | 5% | 33.579 | LF | 0 | 0 | 50 | 0 | 0 | 0 | 0 | 0 | 0
55 |  |  | 46"X54" OUTSIDE AIR DUCT | 16.33 | 5% | 17.1465 | LF | 0 | 0 | 50 | 0 | 0 | 0 | 0 | 0 | 0
56 |  |  | 48"X24" SUPPLY AIR DUCT | 19.69 | 5% | 20.6745 | LF | 0 | 0 | 50 | 0 | 0 | 0 | 0 | 0 | 0
57 |  |  | 48"X36" OUTSIDE AIR DUCT | 8.09 | 5% | 8.4945 | LF | 0 | 0 | 50 | 0 | 0 | 0 | 0 | 0 | 0
58 |  |  | 48"X48" OUTSIDE AIR DUCT | 24.07 | 5% | 25.2735 | LF | 0 | 0 | 50 | 0 | 0 | 0 | 0 | 0 | 0
59 |  |  | 48"X48" RETURN AIR DUCT | 50.3 | 5% | 52.815 | LF | 0 | 0 | 50 | 0 | 0 | 0 | 0 | 0 | 0
60 |  |  | 48"X48" SUPPLY AIR DUCT | 7.07 | 5% | 7.4235 | LF | 0 | 0 | 50 | 0 | 0 | 0 | 0 | 0 | 0
61 |  |  | 48"X80" RETURN AIR DUCT | 21.79 | 5% | 22.8795 | LF | 0 | 0 | 50 | 0 | 0 | 0 | 0 | 0 | 0
62 |  |  | 50"X50" SUPPLY AIR DUCT | 22.46 | 5% | 23.583 | LF | 0 | 0 | 50 | 0 | 0 | 0 | 0 | 0 | 0
63 |  |  | 50"X50" SUPPLY AIR DUCT WITH LINING | 59.72 | 5% | 62.706 | LF | 0 | 0 | 50 | 0 | 0 | 0 | 0 | 0 | 0
64 |  |  | 52"X48" OUTSIDE AIR DUCT | 11.43 | 5% | 12.0015 | LF | 0 | 0 | 50 | 0 | 0 | 0 | 0 | 0 | 0
65 |  |  | 52"X48" OUTSIDE AIR DUCT WITH LINING | 6.13 | 5% | 6.4365 | LF | 0 | 0 | 50 | 0 | 0 | 0 | 0 | 0 | 0
66 |  |  | 54"X44" SUPPLY AIR DUCT | 12.36 | 5% | 12.978 | LF | 0 | 0 | 50 | 0 | 0 | 0 | 0 | 0 | 0
67 |  |  | 54"X58" SUPPLY AIR DUCT | 15.52 | 5% | 16.296 | LF | 0 | 0 | 50 | 0 | 0 | 0 | 0 | 0 | 0
68 |  |  | 6" COMBUSTION AIR DUCT | 6.97 | 5% | 7.3185 | LF | 0 | 0 | 50 | 0 | 0 | 0 | 0 | 0 | 0
69 |  |  | 60"X36" RETURN AIR DUCT | 21.96 | 5% | 23.058 | LF | 0 | 0 | 50 | 0 | 0 | 0 | 0 | 0 | 0
70 |  |  | 60"X36" SUPPLY AIR DUCT | 81.17 | 5% | 85.2285 | LF | 0 | 0 | 50 | 0 | 0 | 0 | 0 | 0 | 0
71 |  |  | 60"X48" SUPPLY AIR DUCT | 14.56 | 5% | 15.288 | LF | 0 | 0 | 50 | 0 | 0 | 0 | 0 | 0 | 0
72 |  |  | 68"X46" SUPPLY AIR DUCT | 100.49 | 5% | 105.5145 | LF | 0 | 0 | 50 | 0 | 0 | 0 | 0 | 0 | 0
73 |  |  | 69"X72" SUPPLY AIR DUCT | 16.12 | 5% | 16.926 | LF | 0 | 0 | 50 | 0 | 0 | 0 | 0 | 0 | 0
74 |  |  | 76"X54" SUPPLY AIR DUCT | 43.07 | 5% | 45.2235 | LF | 0 | 0 | 50 | 0 | 0 | 0 | 0 | 0 | 0
75 |  |  | 76"X54" SUPPLY AIR DUCT WITH LINING | 30.27 | 5% | 31.7835 | LF | 0 | 0 | 50 | 0 | 0 | 0 | 0 | 0 | 0
76 |  |  | 80"X44" RECIRCULATION DUCT | 44.86 | 5% | 47.103 | LF | 0 | 0 | 50 | 0 | 0 | 0 | 0 | 0 | 0
77 |  |  | 86"X36" SUPPLY AIR DUCT | 10.23 | 5% | 10.7415 | LF | 0 | 0 | 50 | 0 | 0 | 0 | 0 | 0 | 0
78 |  |  | 86"X74" SUPPLY AIR DUCT | 1384.02 | 5% | 1453.221 | LF | 0 | 0 | 50 | 0 | 0 | 0 | 0 | 0 | 0
79 |  |  | ENGINEERED 12" DOUBLE WALL COMBINED FLUE VENT | 51.26 | 5% | 53.823 | LF | 0 | 0 | 50 | 0 | 0 | 0 | 0 | 0 | 0
80 |  |  | ENGINEERED 14" DOUBLE WALL COMBINED FLUE VENT | 94.15 | 5% | 98.8575 | LF | 0 | 0 | 50 | 0 | 0 | 0 | 0 | 0 | 0
81 |  |  | 6" EXHAUST AIR DUCT | 130.88 | 5% | 137.424 | LF | 0 | 0 | 50 | 0 | 0 | 0 | 0 | 0 | 0
82 |  |  | 6"X6" EXHAUST AIR DUCT | 35.41 | 5% | 37.1805 | LF | 0 | 0 | 50 | 0 | 0 | 0 | 0 | 0 | 0
83 |  |  | 24" EXHAUST AIR DUCT | 118.01 | 5% | 123.9105 | LF | 0 | 0 | 50 | 0 | 0 | 0 | 0 | 0 | 0
84 |  |  | 12"X12" EXHAUST AIR DUCT | 6.11 | 5% | 6.4155 | LF | 0 | 0 | 50 | 0 | 0 | 0 | 0 | 0 | 0
85 |  |  | 14"X14" EXHAUST AIR DUCT | 108.04 | 5% | 113.442 | LF | 0 | 0 | 50 | 0 | 0 | 0 | 0 | 0 | 0
86 |  |  | 14"X6" EXHAUST AIR DUCT | 45.32 | 5% | 47.586 | LF | 0 | 0 | 50 | 0 | 0 | 0 | 0 | 0 | 0
87 |  |  | 14"X6" EXHAUST AIR DUCT | 30.92 | 5% | 32.466 | LF | 0 | 0 | 50 | 0 | 0 | 0 | 0 | 0 | 0
88 |  |  | 34"X34" EXHAUST AIR DUCT | 6.15 | 5% | 6.4575 | LF | 0 | 0 | 50 | 0 | 0 | 0 | 0 | 0 | 0
89 |  |  | 52"X52" EXHAUST AIR DUCT | 34.88 | 5% | 36.624 | LF | 0 | 0 | 50 | 0 | 0 | 0 | 0 | 0 | 0
90 |  |  | 52"X52" EXHAUST AIR DUCT WITH LINING | 218.41 | 5% | 229.3305 | LF | 0 | 0 | 50 | 0 | 0 | 0 | 0 | 0 | 0
DUCT FITTINGS AND DEVICES
91 |  |  | 6" ELBOW | 4 | 0% | 4 | EA | 0 | 0 | 50 | 0 | 0 | 0 | 0 | 0 | 0
92 |  |  | 12" ELBOW | 5 | 0% | 5 | EA | 0 | 0 | 50 | 0 | 0 | 0 | 0 | 0 | 0
93 |  |  | 14" ELBOW | 10 | 0% | 10 | EA | 0 | 0 | 50 | 0 | 0 | 0 | 0 | 0 | 0
94 |  |  | 24" ELBOW | 4 | 0% | 4 | EA | 0 | 0 | 50 | 0 | 0 | 0 | 0 | 0 | 0
95 |  |  | 10"X14" ELBOW | 3 | 0% | 3 | EA | 0 | 0 | 50 | 0 | 0 | 0 | 0 | 0 | 0
96 |  |  | 48"X60" ELBOW | 1 | 0% | 1 | EA | 0 | 0 | 50 | 0 | 0 | 0 | 0 | 0 | 0
97 |  |  | 50"X50" ELBOW | 6 | 0% | 6 | EA | 0 | 0 | 50 | 0 | 0 | 0 | 0 | 0 | 0
98 |  |  | 60"X36" ELBOW | 2 | 0% | 2 | EA | 0 | 0 | 50 | 0 | 0 | 0 | 0 | 0 | 0
99 |  |  | 76"X54" ELBOW | 5 | 0% | 5 | EA | 0 | 0 | 50 | 0 | 0 | 0 | 0 | 0 | 0
100 |  |  | 80"X44" ELBOW | 2 | 0% | 2 | EA | 0 | 0 | 50 | 0 | 0 | 0 | 0 | 0 | 0
101 |  |  | 86"X74" ELBOW | 7 | 0% | 7 | EA | 0 | 0 | 50 | 0 | 0 | 0 | 0 | 0 | 0
102 |  |  | 108"X36" ELBOW | 3 | 0% | 3 | EA | 0 | 0 | 50 | 0 | 0 | 0 | 0 | 0 | 0
103 |  |  | 108"X36" ELBOW | 6 | 0% | 6 | EA | 0 | 0 | 50 | 0 | 0 | 0 | 0 | 0 | 0
104 |  |  | 108"X58" ELBOW | 2 | 0% | 2 | EA | 0 | 0 | 50 | 0 | 0 | 0 | 0 | 0 | 0
105 |  |  | 12"X10" ELBOW | 7 | 0% | 7 | EA | 0 | 0 | 50 | 0 | 0 | 0 | 0 | 0 | 0
106 |  |  | 12"X12" ELBOW | 1 | 0% | 1 | EA | 0 | 0 | 50 | 0 | 0 | 0 | 0 | 0 | 0
107 |  |  | 12"X16" ELBOW | 4 | 0% | 4 | EA | 0 | 0 | 50 | 0 | 0 | 0 | 0 | 0 | 0
108 |  |  | 14"X6" ELBOW | 1 | 0% | 1 | EA | 0 | 0 | 50 | 0 | 0 | 0 | 0 | 0 | 0
109 |  |  | 14"X6" ELBOW | 1 | 0% | 1 | EA | 0 | 0 | 50 | 0 | 0 | 0 | 0 | 0 | 0
110 |  |  | 14"X6" ELBOW | 2 | 0% | 2 | EA | 0 | 0 | 50 | 0 | 0 | 0 | 0 | 0 | 0
111 |  |  | 14"X8" ELBOW | 1 | 0% | 1 | EA | 0 | 0 | 50 | 0 | 0 | 0 | 0 | 0 | 0
112 |  |  | 14"X14" ELBOW | 5 | 0% | 5 | EA | 0 | 0 | 50 | 0 | 0 | 0 | 0 | 0 | 0
113 |  |  | 30"X24" ELBOW | 3 | 0% | 3 | EA | 0 | 0 | 50 | 0 | 0 | 0 | 0 | 0 | 0
114 |  |  | 48"X24" ELBOW | 1 | 0% | 1 | EA | 0 | 0 | 50 | 0 | 0 | 0 | 0 | 0 | 0
115 |  |  | 114"X36" ELBOW | 1 | 0% | 1 | EA | 0 | 0 | 50 | 0 | 0 | 0 | 0 | 0 | 0
116 |  |  | 6"X6" TAKEOFF | 6 | 0% | 6 | EA | 0 | 0 | 50 | 0 | 0 | 0 | 0 | 0 | 0
117 |  |  | 10"X6" TAKEOFF | 3 | 0% | 3 | EA | 0 | 0 | 50 | 0 | 0 | 0 | 0 | 0 | 0
118 |  |  | 10"X14" TAKEOFF | 6 | 0% | 6 | EA | 0 | 0 | 50 | 0 | 0 | 0 | 0 | 0 | 0
119 |  |  | 12"X10" TAKEOFF | 2 | 0% | 2 | EA | 0 | 0 | 50 | 0 | 0 | 0 | 0 | 0 | 0
120 |  |  | 12"X16" TAKEOFF | 1 | 0% | 1 | EA | 0 | 0 | 50 | 0 | 0 | 0 | 0 | 0 | 0
121 |  |  | 14"X6" TAKEOFF | 1 | 0% | 1 | EA | 0 | 0 | 50 | 0 | 0 | 0 | 0 | 0 | 0
122 |  |  | 14"X8" TAKEOFF | 1 | 0% | 1 | EA | 0 | 0 | 50 | 0 | 0 | 0 | 0 | 0 | 0
123 |  |  | 14"X14" TAKEOFF | 1 | 0% | 1 | EA | 0 | 0 | 50 | 0 | 0 | 0 | 0 | 0 | 0
124 |  |  | 38"X54" TAKEOFF | 10 | 0% | 10 | EA | 0 | 0 | 50 | 0 | 0 | 0 | 0 | 0 | 0
125 |  |  | 44"X80" TAKEOFF | 1 | 0% | 1 | EA | 0 | 0 | 50 | 0 | 0 | 0 | 0 | 0 | 0
126 |  |  | 48"X48" TAKEOFF | 2 | 0% | 2 | EA | 0 | 0 | 50 | 0 | 0 | 0 | 0 | 0 | 0
127 |  |  | 50"X50" TAKEOFF | 2 | 0% | 2 | EA | 0 | 0 | 50 | 0 | 0 | 0 | 0 | 0 | 0
128 |  |  | 52"X52" TAKEOFF | 4 | 0% | 4 | EA | 0 | 0 | 50 | 0 | 0 | 0 | 0 | 0 | 0
129 |  |  | 54"X58" TAKEOFF | 4 | 0% | 4 | EA | 0 | 0 | 50 | 0 | 0 | 0 | 0 | 0 | 0
130 |  |  | 30"X24" FIRE DAMPER | 2 | 0% | 2 | EA | 0 | 0 | 50 | 0 | 0 | 0 | 0 | 0 | 0
131 |  |  | 114"X36" FIRE DAMPER | 1 | 0% | 1 | EA | 0 | 0 | 50 | 0 | 0 | 0 | 0 | 0 | 0
132 |  |  | 12"X12" FIRE DAMPER | 1 | 0% | 1 | EA | 0 | 0 | 50 | 0 | 0 | 0 | 0 | 0 | 0
133 |  |  | 24"X24" GRAVITY DAMPER AND FIRE DAMPER | 1 | 0% | 1 | EA | 0 | 0 | 50 | 0 | 0 | 0 | 0 | 0 | 0
134 |  |  | 36"X24" GOOSENECK | 2 | 0% | 2 | EA | 0 | 0 | 50 | 0 | 0 | 0 | 0 | 0 | 0
135 |  |  | 36"X36" MOTORIZED DAMPER | 1 | 0% | 1 | EA | 0 | 0 | 50 | 0 | 0 | 0 | 0 | 0 | 0
136 |  |  | 40"X10" BIRD SCREEN | 16 | 0% | 16 | EA | 0 | 0 | 50 | 0 | 0 | 0 | 0 | 0 | 0
137 |  |  | 44"X80" MOTORIZED DAMPER | 4 | 0% | 4 | EA | 0 | 0 | 50 | 0 | 0 | 0 | 0 | 0 | 0
138 |  |  | 48"X60" MOTORIZED DAMPER | 1 | 0% | 1 | EA | 0 | 0 | 50 | 0 | 0 | 0 | 0 | 0 | 0
139 |  |  | 60"X36" FIRE DAMPER | 1 | 0% | 1 | EA | 0 | 0 | 50 | 0 | 0 | 0 | 0 | 0 | 0
140 |  |  | 114"X36" GOOSENECK | 1 | 0% | 1 | EA | 0 | 0 | 50 | 0 | 0 | 0 | 0 | 0 | 0
141 |  |  | 130"X36" OAD PLENUM | 2 | 0% | 2 | EA
INSULATION
142 |  |  | 1-1/2" THICK FIBERGLASS INSULATION WITH FLAME RESISTANT VAPOR BARRIER | 67459.2967 | 10% | 74205.2263 | SF | 0 | 0 | 50 | 0 | 0 | 0 | 0 | 0 | 0
143 |  |  | Minimum 25 mm (I thick acoustic lining material meeting NFPA 90A requirements and flame spread and smoke developed fire hazard ratings of CAN/ULC-S102, flexible for round ducts, board type for rectangular ducts, consisting of a bonded fiberglass mat coated on the inside (airside) face with a black fire-resistant coating. | 6884 | 10% | 7572.4 | SF | 0 | 0 | 50 | 0 | 0 | 0 | 0 | 0 | 0
PIPES
REFRIGERANT PIPES - (TYPE ACR COPPER AND 3/4" FIBERGLASS INSULATION - ASSUMED)
144 |  |  | 3/8" RS AND 5/8" RL REFRIGERANT PIPE WITH ALL ACCESSORIES | 168.63 | 5% | 177.0615 | LF | 0 | 0 | 50 | 0 | 0 | 0 | 0 | 0 | 0
REFRIGERANT PIPES FITTINGS
145 |  |  | 3/8" 90 DEG ELBOW | 30 | 0% | 30 | EA | 0 | 0 | 50 | 0 | 0 | 0 | 0 | 0 | 0
146 |  |  | 5/8" 90 DEG ELBOW | 30 | 0% | 30 | EA | 0 | 0 | 50 | 0 | 0 | 0 | 0 | 0 | 0
147 |  |  | 3/8" TEE | 20 | 0% | 20 | EA | 0 | 0 | 50 | 0 | 0 | 0 | 0 | 0 | 0
148 |  |  | 5/8" TEE | 20 | 0% | 20 | EA | 0 | 0 | 50 | 0 | 0 | 0 | 0 | 0 | 0
AIR DEVICES
149 |  |  | 12"x12" VENTILATION AIR LOUVRE AT HIGH LEVEL BELOW JOIST. LOUVRE TO BE EH PRICE DE635. | 3 | 0% | 3 | EA | 0 | 0 | 50 | 0 | 0 | 0 | 0 | 0 | 0
150 |  |  | 24"X6" VENTILATION AIR LOUVER BY ARCH DIVISION AND 48"X24" COMBUSTION AIR LOUVER BY ARCH DIVISION | 1 | 0% | 1 | EA | 0 | 0 | 50 | 0 | 0 | 0 | 0 | 0 | 0
151 |  |  | 24"X16" R/A BELLMOUTH C/W WIRE MESH | 1 | 0% | 1 | EA | 0 | 0 | 50 | 0 | 0 | 0 | 0 | 0 | 0
152 |  |  | 24"X18" EXHAUST AIR LOUVRE (EH PRICE 635). | 1 | 0% | 1 | EA | 0 | 0 | 50 | 0 | 0 | 0 | 0 | 0 | 0
153 |  |  | 24"X18" OUTSIDE AIR LOUVRE (EH PRICE 635). | 1 | 0% | 1 | EA | 0 | 0 | 50 | 0 | 0 | 0 | 0 | 0 | 0
154 |  |  | 30"X18" GRAVITY DAMPER | 1 | 0% | 1 | EA | 0 | 0 | 50 | 0 | 0 | 0 | 0 | 0 | 0
155 |  |  | 34X"34"X108" PLENUM C/W MOTORIZED DAMPER WITH LINING | 1 | 0% | 1 | EA | 0 | 0 | 50 | 0 | 0 | 0 | 0 | 0 | 0
156 |  |  | 36"X36" BRAINABLE LOUVER PENTHOUSE | 1 | 0% | 1 | EA | 0 | 0 | 50 | 0 | 0 | 0 | 0 | 0 | 0
157 |  |  | 36"X96" DRAINABLE LOUVERED PENTHOUSE | 1 | 0% | 1 | EA | 0 | 0 | 50 | 0 | 0 | 0 | 0 | 0 | 0
158 |  |  | 48"X36" LOUVERED PENTHOUSE | 1 | 0% | 1 | EA | 0 | 0 | 50 | 0 | 0 | 0 | 0 | 0 | 0
159 |  |  | 48"X48" DRAINABLE LOUVERED PENTHOUSE | 6 | 0% | 6 | EA | 0 | 0 | 50 | 0 | 0 | 0 | 0 | 0 | 0
160 |  |  | 52X"52"X108" PLENUM C/W MOTORIZED DAMPER WITH LINING | 34 | 0% | 34 | EA | 0 | 0 | 50 | 0 | 0 | 0 | 0 | 0 | 0
161 |  |  | 60"X60"X48" 37 SOFT FREE AREA, INSTALLED ON 18" CURB. | 3 | 0% | 3 | EA | 0 | 0 | 50 | 0 | 0 | 0 | 0 | 0 | 0
162 |  |  | 108"X36" BRAINABLE LOUVER PENTHOUSE | 1 | 0% | 1 | EA | 0 | 0 | 50 | 0 | 0 | 0 | 0 | 0 | 0
163 |  |  | PENTHOUSE TO BE 108"X48"X72", INSTALLED ON 18" CURB. | 1 | 0% | 1 | EA | 0 | 0 | 50 | 0 | 0 | 0 | 0 | 0 | 0
164 |  |  | TYPE R2 RETURN GRILLE WITH 60"X36" F/D | 1 | 0% | 1 | EA | 0 | 0 | 50 | 0 | 0 | 0 | 0 | 0 | 0
165 |  |  | ROOF MOUNTED DRAINABLE LOUVERED PENTHOUSE EH PRICE MODEL#BCDE635. THROAT SIZE TO BE 108"X36" PENTHOUSE TO BE WITH 120"X48"X72" 84 SOFT FREE AREA, INSTALLED ON 18" CURB. | 2 | 0% | 2 | EA | 0 | 0 | 50 | 0 | 0 | 0 | 0 | 0 | 0
166 |  |  | ROOF MOUNTED DRAINABLE LOUVERED PENTHOUSE EH PRICE MODEL#BCDE635 OR EQUAL. THROAT SIZE TO BE 36"X36" PENTHOUSE TO BE 48"X48"X48" WITH 27 SOFT FREE AREA, INSTALLED ON 18" CURB. | 1 | 0% | 1 | EA | 0 | 0 | 50 | 0 | 0 | 0 | 0 | 0 | 0
167 |  |  | ROOF MOUNTED DRAINABLE LOUVERED PENTHOUSE EH PRICE MODEL #BCDE635 | 1 | 0% | 1 | EA | 0 | 0 | 50 | 0 | 0 | 0 | 0 | 0 | 0
168 |  |  | ROOF MOUNTED DRAINABLE LOUVERED PENTHOUSE EH PRICE MODEL #BCFE635M, 96"X36" | 1 | 0% | 1 | EA | 0 | 0 | 50 | 0 | 0 | 0 | 0 | 0 | 0
169 |  |  | ROOF MOUNTED DRAINABLE LOUVERED PENTHOUSE EH PRICE MODEL#BCDE635, 72"X96"X60" ON 18" CURCB AND 60"X84" THROAT | 3 | 0% | 3 | EA | 0 | 0 | 50 | 0 | 0 | 0 | 0 | 0 | 0
170 |  |  | ROOF MOUNTED DRAINABLE LOUVERED PENTHOUSE EH PRICE MODEL#BCDE635, 96"X48"X72" ON 18" CURCB AND 90"X36" THROAT | 1 | 0% | 1 | EA | 0 | 0 | 50 | 0 | 0 | 0 | 0 | 0 | 0
171 |  |  | ROOF MOUNTED DRAINABLE LOUVERED PENTHOUSE EH PRICE MODEL#BCDE635, 120"X66"X48" ON 18" CURCB AND 112"X54" THROAT | 2 | 0% | 2 | EA | 0 | 0 | 50 | 0 | 0 | 0 | 0 | 0 | 0
172 |  |  | ROOF MOUNTED DRAINABLE LOUVERED PENTHOUSE EH PRICE MODEL#BCDE635, 120"X84"X48" ON 18" CURCB AND 112"X72" THROAT | 6 | 0% | 6 | EA | 0 | 0 | 50 | 0 | 0 | 0 | 0 | 0 | 0
173 |  |  | ROOF MOUNTED DRAINABLE LOUVERED PENTHOUSE EH PRICE MODEL#BCDE635, 150"X60"X72" ON 18" CURCB AND 114"X48" THROAT | 1 | 0% | 1 | EA | 0 | 0 | 50 | 0 | 0 | 0 | 0 | 0 | 0
174 |  |  | 18-GAUGE SPILL CHAMBER 16" HIGH | 1 | 0% | 1 | EA | 0 | 0 | 50 | 0 | 0 | 0 | 0 | 0 | 0
175 |  |  | 180"X96"X18" PLENUM AND 6FT AIR BAFFLE | 2 | 0% | 2 | EA | 0 | 0 | 50 | 0 | 0 | 0 | 0 | 0 | 0
176 |  | E1 | E1, KRUGER, EGC10 | 136 | 0% | 136 | EA | 0 | 0 | 50 | 0 | 0 | 0 | 0 | 0 | 0
177 |  | E2 | E2, KRUGER, EGC10 | 16 | 0% | 16 | EA | 0 | 0 | 50 | 0 | 0 | 0 | 0 | 0 | 0
178 |  | E3 | E3, KRUGER, EGC10 | 2 | 0% | 2 | EA | 0 | 0 | 50 | 0 | 0 | 0 | 0 | 0 | 0
179 |  | R1 | R1, PRICE, 500 | 2 | 0% | 2 | EA | 0 | 0 | 50 | 0 | 0 | 0 | 0 | 0 | 0
180 |  | S-1 | S-1, PRICE, HCD | 7 | 0% | 7 | EA | 0 | 0 | 50 | 0 | 0 | 0 | 0 | 0 | 0
181 |  | S-5 | S-5, PRICE, HCD | 14 | 0% | 14 | EA | 0 | 0 | 50 | 0 | 0 | 0 | 0 | 0 | 0
182 |  | S1 | S1, PRICE, HCD | 142 | 0% | 142 | EA | 0 | 0 | 50 | 0 | 0 | 0 | 0 | 0 | 0
183 |  | S2 | S2, PRICE, HCD | 4 | 0% | 4 | EA | 0 | 0 | 50 | 0 | 0 | 0 | 0 | 0 | 0
184 |  | S4 | S4, PRICE, HCD | 12 | 0% | 12 | EA | 0 | 0 | 50 | 0 | 0 | 0 | 0 | 0 | 0
185 |  | S5 | S5, PRICE, 302 | 2 | 0% | 2 | EA | 0 | 0 | 50 | 0 | 0 | 0 | 0 | 0 | 0
186 |  | S6 | S6, PRICE, 302 | 10 | 0% | 10 | EA | 0 | 0 | 50 | 0 | 0 | 0 | 0 | 0 | 0
FANS
187 |  | EF-BEAD APEXER-1 | EF-BEAD APEXER-1, GREENHECK, CUBE-300-15 | 1 | 0% | 1 | EA | 0 | 0 | 50 | 0 | 0 | 0 | 0 | 0 | 0
188 |  | EF-SUB STATION-1 | EF-SUB STATION-1, GREENHECK, GB-240 | 1 | 0% | 1 | EA | 0 | 0 | 50 | 0 | 0 | 0 | 0 | 0 | 0
189 |  | EF-LOADING DOCK-1 | EF-LOADING DOCK-1, GREENHECK, GB-240 | 1 | 0% | 1 | EA | 0 | 0 | 50 | 0 | 0 | 0 | 0 | 0 | 0
190 |  | EF-TIRE ASSEMBLY-1A | EF-TIRE ASSEMBLY-1A, GREENHECK, CUBE-300-20 | 1 | 0% | 1 | EA | 0 | 0 | 50 | 0 | 0 | 0 | 0 | 0 | 0
191 |  | EF-TIRE ASSEMBLY-1B | EF-TIRE ASSEMBLY-1B, GREENHECK, CUBE-300-20 | 1 | 0% | 1 | EA | 0 | 0 | 50 | 0 | 0 | 0 | 0 | 0 | 0
192 |  | EF-TIRE ASSEMBLY-1C | EF-TIRE ASSEMBLY-1C, GREENHECK, CUBE-300-20 | 1 | 0% | 1 | EA | 0 | 0 | 50 | 0 | 0 | 0 | 0 | 0 | 0
193 |  | EF-FINAL FINISH-1A | EF-FINAL FINISH-1A, GREENHECK, TAUB-CA-54-100 | 1 | 0% | 1 | EA | 0 | 0 | 50 | 0 | 0 | 0 | 0 | 0 | 0
194 |  | EF-FINAL FINISH-1B | EF-FINAL FINISH-1B, GREENHECK, TAUB-CA-54-100 | 1 | 0% | 1 | EA | 0 | 0 | 50 | 0 | 0 | 0 | 0 | 0 | 0
195 |  | EF-FINAL FINISH-1C | EF-FINAL FINISH-1C, GREENHECK, TAUB-CA-48-50 | 1 | 0% | 1 | EA | 0 | 0 | 50 | 0 | 0 | 0 | 0 | 0 | 0
196 |  | EF-FINAL FINISH-1D | EF-FINAL FINISH-1D, GREENHECK, TAUB-CA-48-50 | 1 | 0% | 1 | EA | 0 | 0 | 50 | 0 | 0 | 0 | 0 | 0 | 0
197 |  | EF-FINAL FINISH-1E | EF-FINAL FINISH-1E, GREENHECK, TAUB-CA-48-50 | 1 | 0% | 1 | EA | 0 | 0 | 50 | 0 | 0 | 0 | 0 | 0 | 0
198 |  | EF-FINAL FINISH-1F | EF-FINAL FINISH-1F, GREENHECK, TAUB-CA-48-50 | 1 | 0% | 1 | EA | 0 | 0 | 50 | 0 | 0 | 0 | 0 | 0 | 0
199 |  | EF-EXTRUDER-1E | EF-EXTRUDER-1E, GREENHECK, TAUB-CA-48-50 | 1 | 0% | 1 | EA | 0 | 0 | 50 | 0 | 0 | 0 | 0 | 0 | 0
200 |  | EF-ASRS-1A | EF-ASRS-1A, GREENHECK, TAUB-CA-48-50 | 1 | 0% | 1 | EA | 0 | 0 | 50 | 0 | 0 | 0 | 0 | 0 | 0
201 |  | EF-ASRS-1B | EF-ASRS-1B, GREENHECK, TAUB-CA-54-100 | 1 | 0% | 1 | EA | 0 | 0 | 50 | 0 | 0 | 0 | 0 | 0 | 0
202 |  | EF-COMPRESSOR-1 | EF-COMPRESSOR-1, GREENHECK, TAUB-CA-54-75 | 1 | 0% | 1 | EA | 0 | 0 | 50 | 0 | 0 | 0 | 0 | 0 | 0
203 |  | EF-CURRING-1A-1 | EF-CURING-1A-1, GREENHECK, TAUB-CA-54-50 | 1 | 0% | 1 | EA | 0 | 0 | 50 | 0 | 0 | 0 | 0 | 0 | 0
204 |  | EF-CURRING-1A-2 | EF-CURING-1A-2, GREENHECK, TAUB-CA-54-51 | 1 | 0% | 1 | EA | 0 | 0 | 50 | 0 | 0 | 0 | 0 | 0 | 0
205 |  | EF-CURRING-1B-1 | EF-CURING-1B-1, GREENHECK, TAUB-CA-54-52 | 1 | 0% | 1 | EA | 0 | 0 | 50 | 0 | 0 | 0 | 0 | 0 | 0
206 |  | EF-CURRING-1B-2 | EF-CURING-1B-2, GREENHECK, TAUB-CA-54-53 | 1 | 0% | 1 | EA | 0 | 0 | 50 | 0 | 0 | 0 | 0 | 0 | 0
207 |  | EF-CURRING-1C-1 | EF-CURING-1C-1, GREENHECK, TAUB-CA-54-54 | 1 | 0% | 1 | EA | 0 | 0 | 50 | 0 | 0 | 0 | 0 | 0 | 0
208 |  | EF-CURRING-1C-2 | EF-CURING-1C-2, GREENHECK, TAUB-CA-54-55 | 1 | 0% | 1 | EA | 0 | 0 | 50 | 0 | 0 | 0 | 0 | 0 | 0
209 |  | EF-CURRING-1D-1 | EF-CURING-1D-1, GREENHECK, TAUB-CA-54-56 | 1 | 0% | 1 | EA | 0 | 0 | 50 | 0 | 0 | 0 | 0 | 0 | 0
210 |  | EF-CURRING-1D-2 | EF-CURING-1D-2, GREENHECK, TAUB-CA-54-57 | 1 | 0% | 1 | EA | 0 | 0 | 50 | 0 | 0 | 0 | 0 | 0 | 0
211 |  | EF-CURRING-1E-1 | EF-CURING-1E-1, GREENHECK, TAUB-CA-54-58 | 1 | 0% | 1 | EA | 0 | 0 | 50 | 0 | 0 | 0 | 0 | 0 | 0
212 |  | EF-CURRING-1E-2 | EF-CURING-1E-2, GREENHECK, TAUB-CA-54-59 | 1 | 0% | 1 | EA | 0 | 0 | 50 | 0 | 0 | 0 | 0 | 0 | 0
213 |  | EF-CURRING-1F-1 | EF-CURING-1F-1, GREENHECK, TAUB-CA-54-60 | 1 | 0% | 1 | EA | 0 | 0 | 50 | 0 | 0 | 0 | 0 | 0 | 0
214 |  | EF-CURRING-1F-2 | EF-CURING-1F-2, GREENHECK, TAUB-CA-54-61 | 1 | 0% | 1 | EA | 0 | 0 | 50 | 0 | 0 | 0 | 0 | 0 | 0
215 |  | EF-CURRING-2 | EF-CURING-2, GREENHECK, GB-098-4 | 1 | 0% | 1 | EA | 0 | 0 | 50 | 0 | 0 | 0 | 0 | 0 | 0
216 |  | EF-CURRING-3 | EF-CURING-3, GREENHECK, CUBE 099-4 | 1 | 0% | 1 | EA | 0 | 0 | 50 | 0 | 0 | 0 | 0 | 0 | 0
217 |  | EF-CUTTER-1 | EF-CUTTER-1, GREENHECK, CUBE-300-15 | 1 | 0% | 1 | EA | 0 | 0 | 50 | 0 | 0 | 0 | 0 | 0 | 0
218 |  | EF-EXTRUDER-1A | EF-EXTRUDER-1A, GREENHECK, TAUB-CA-54-75 | 1 | 0% | 1 | EA | 0 | 0 | 50 | 0 | 0 | 0 | 0 | 0 | 0
219 |  | EF-EXTRUDER-1B | EF-EXTRUDER-1B, GREENHECK, TAUB-CA-54-75 | 1 | 0% | 1 | EA | 0 | 0 | 50 | 0 | 0 | 0 | 0 | 0 | 0
220 |  | EF-EXTRUDER-1C | EF-EXTRUDER-1C, GREENHECK, TAUB-CA-48-50 | 1 | 0% | 1 | EA | 0 | 0 | 50 | 0 | 0 | 0 | 0 | 0 | 0
221 |  | EF-EXTRUDER-1D | EF-EXTRUDER-1D, GREENHECK, TAUB-CA-48-50 | 1 | 0% | 1 | EA | 0 | 0 | 50 | 0 | 0 | 0 | 0 | 0 | 0
222 |  | EF-EXTRUDER-1E | EF-EXTRUDER-1E, GREENHECK, TAUB-CA-48-50 | 1 | 0% | 1 | EA | 0 | 0 | 50 | 0 | 0 | 0 | 0 | 0 | 0
223 |  | EF-EXTRUDER-2 | EF-EXTRUDER-2, GREENHECK, CUBE-099-4 | 1 | 0% | 1 | EA | 0 | 0 | 50 | 0 | 0 | 0 | 0 | 0 | 0
224 |  | EF-BEAD APEXER-1 | EF-BEAD APEXER-1, GREENHECK, CUBE-300-15 | 1 | 0% | 1 | EA | 0 | 0 | 50 | 0 | 0 | 0 | 0 | 0 | 0
225 |  | EF-WAREHOUSE-1A | EF-WAREHOUSE-1A, GREENHECK, TAUB-CA-54-75 | 1 | 0% | 1 | EA | 0 | 0 | 50 | 0 | 0 | 0 | 0 | 0 | 0
226 |  | EF-WAREHOUSE-1B | EF-WAREHOUSE-1B, GREENHECK, TAUB-CA-42-50 | 1 | 0% | 1 | EA | 0 | 0 | 50 | 0 | 0 | 0 | 0 | 0 | 0
227 |  | EF-WAREHOUSE-1C | EF-WAREHOUSE-1C, GREENHECK, TAUB-CA-42-50 | 2 | 0% | 2 | EA | 0 | 0 | 50 | 0 | 0 | 0 | 0 | 0 | 0
228 |  | EF-WAREHOUSE-2 | EF-WAREHOUSE-2, GREENHECK, GB-098-4 | 1 | 0% | 1 | EA | 0 | 0 | 50 | 0 | 0 | 0 | 0 | 0 | 0
229 |  | SF-WAREHOUSE-1A | SF-WAREHOUSE-1A, GREENHECK, BSQ-420 | 1 | 0% | 1 | EA | 0 | 0 | 50 | 0 | 0 | 0 | 0 | 0 | 0
230 |  | SF-WAREHOUSE-1B | SF-WAREHOUSE-1B, GREENHECK, BSQ-420 | 1 | 0% | 1 | EA | 0 | 0 | 50 | 0 | 0 | 0 | 0 | 0 | 0
231 |  | SF-EXTRUDER-1A | SF-EXTRUDER-1A, WALL MOUNTED | 1 | 0% | 1 | EA | 0 | 0 | 50 | 0 | 0 | 0 | 0 | 0 | 0
232 |  | SF-EXTRUDER-1C | SF-EXTRUDER-1C, WALL MOUNTED | 1 | 0% | 1 | EA | 0 | 0 | 50 | 0 | 0 | 0 | 0 | 0 | 0
233 |  | SF-EXTRUDER-1B | SF-EXTRUDER-1B, WALL MOUNTED | 1 | 0% | 1 | EA | 0 | 0 | 50 | 0 | 0 | 0 | 0 | 0 | 0
234 |  | CON-WAREHOUSE-1 | CON-WAREHOUSE-1, MITSUBISHI, MSZ-GL24NA | 1 | 0% | 1 | EA | 0 | 0 | 50 | 0 | 0 | 0 | 0 | 0 | 0
EQUIPMENT
235 |  | AC-RECIEVING AREA-1 | AC-RECIEVING AREA-1 , MITSUBISHI, MSZ-GL24NA | 1 | 0% | 1 | EA | 0 | 0 | 50 | 0 | 0 | 0 | 0 | 0 | 0
236 |  | AC-RECIEVING AREA-2 | AC-RECIEVING AREA-2 , MITSUBISHI, MSZ-GL24NA | 1 | 0% | 1 | EA | 0 | 0 | 50 | 0 | 0 | 0 | 0 | 0 | 0
237 |  | AC-RECIEVING AREA-3 | AC-RECEIVING AREA-3 , MITSUBISHI, MSZ-GL12NA | 1 | 0% | 1 | EA | 0 | 0 | 50 | 0 | 0 | 0 | 0 | 0 | 0
238 |  | AC-WAREHOUSE-1 | AC-WAREHOUSE-1, MITSUBISHI, MSZ-GL24NA | 1 | 0% | 1 | EA | 0 | 0 | 50 | 0 | 0 | 0 | 0 | 0 | 0
239 |  | AC-WAREHOUSE-2 | AC-WAREHOUSE-2, MITSUBISHI, MSZ-GL24NA | 1 | 0% | 1 | EA | 0 | 0 | 50 | 0 | 0 | 0 | 0 | 0 | 0
240 |  | AIR CURTAIN-1 | AIR CURTAIN-1, AMBIENT AIR CURTAIN, BERNER, IDC16-1108A | 1 | 0% | 1 | EA | 0 | 0 | 50 | 0 | 0 | 0 | 0 | 0 | 0
241 |  | BBH-2 | BBH-2, BASEBOARD HEATER | 6 | 0% | 6 | EA | 0 | 0 | 50 | 0 | 0 | 0 | 0 | 0 | 0
242 |  | CON-RECEIVING-1 | CON-RECEIVING-1 | 1 | 0% | 1 | EA | 0 | 0 | 50 | 0 | 0 | 0 | 0 | 0 | 0
243 |  | DC-1 | DC-1, DUCT COLLECTOR, DONALDSON, DFE-3-36 | 2 | 0% | 2 | EA | 0 | 0 | 50 | 0 | 0 | 0 | 0 | 0 | 0
244 |  | DF-HOT HOUSE-1,2 | DF-HOT HOUSE-1,2, HEATCO, HP-A225-CS-B-S | 1 | 0% | 1 | EA | 0 | 0 | 50 | 0 | 0 | 0 | 0 | 0 | 0
245 |  | ERV-RECEIVING AREA-1 | ERV-RECEIVING AREA-1, SUPPLY AND INSTALL ERV COMPLETE WITH VIBRATION ISOLATOR, FLEXIBLE DUCT CONNECTOR AND REQUIRED TRANSITION. | 1 | 0% | 1 | EA | 0 | 0 | 50 | 0 | 0 | 0 | 0 | 0 | 0
246 |  | FCU-1 | FCU-1, CARRIER COPR. CO. | 2 | 0% | 2 | EA | 0 | 0 | 50 | 0 | 0 | 0 | 0 | 0 | 0
247 |  | FCU-3 | FCU-3 TO 10, CARRIER COPR. CO. | 8 | 0% | 8 | EA | 0 | 0 | 50 | 0 | 0 | 0 | 0 | 0 | 0
248 |  | FFH-2 | FFH-2, FAN FORCED HEATER, OUELLET | 3 | 0% | 3 | EA | 0 | 0 | 50 | 0 | 0 | 0 | 0 | 0 | 0
249 |  | GUH-1 | GUH-1, CHROMALOX | 6 | 0% | 6 | EA | 0 | 0 | 50 | 0 | 0 | 0 | 0 | 0 | 0
250 |  | GUH-2 | GUH-2, CHROMALOX | 6 | 0% | 6 | EA | 0 | 0 | 50 | 0 | 0 | 0 | 0 | 0 | 0
251 |  | HV-ASRS-1 | HV-ASRS-1, YORK | 1 | 0% | 1 | EA | 0 | 0 | 50 | 0 | 0 | 0 | 0 | 0 | 0
252 |  | HV-EXTRUDER-1A | HV-EXTRUDER-1A, YORK | 2 | 0% | 2 | EA | 0 | 0 | 50 | 0 | 0 | 0 | 0 | 0 | 0
253 |  | HV-EXTRUDER-1B | HV-EXTRUDER-1B, YORK | 1 | 0% | 1 | EA | 0 | 0 | 50 | 0 | 0 | 0 | 0 | 0 | 0
254 |  | HV-WAREHOUSE-1 | HV-WAREHOUSE-1, YORK | 1 | 0% | 1 | EA | 0 | 0 | 50 | 0 | 0 | 0 | 0 | 0 | 0
255 |  | HVAC-BEAD APEXER-1 | HVAC-BEAD APEXER-1 | 1 | 0% | 1 | EA | 0 | 0 | 50 | 0 | 0 | 0 | 0 | 0 | 0
256 |  | HVAC-CUTTER-1 | HVAC-CUTTER-1 | 1 | 0% | 1 | EA | 0 | 0 | 50 | 0 | 0 | 0 | 0 | 0 | 0
257 |  | HVAC-TIRE ASSEMBLY-1A | HVAC-TIRE ASSEMBLY-1A | 1 | 0% | 1 | EA | 0 | 0 | 50 | 0 | 0 | 0 | 0 | 0 | 0
258 |  | HVAC-TIRE ASSEMBLY-1B | HVAC-TIRE ASSEMBLY-1B | 1 | 0% | 1 | EA | 0 | 0 | 50 | 0 | 0 | 0 | 0 | 0 | 0
259 |  | HVAC-TIRE ASSEMBLY-1C | HVAC-TIRE ASSEMBLY-1C | 2 | 0% | 2 | EA | 0 | 0 | 50 | 0 | 0 | 0 | 0 | 0 | 0
260 |  | ME-02 | ME-02 | 1 | 0% | 1 | EA | 0 | 0 | 50 | 0 | 0 | 0 | 0 | 0 | 0
261 |  | RAC-02A | RAC-02A | 1 | 0% | 1 | EA | 0 | 0 | 50 | 0 | 0 | 0 | 0 | 0 | 0
262 |  | RAC-02B | RAC-02B | 1 | 0% | 1 | EA | 0 | 0 | 50 | 0 | 0 | 0 | 0 | 0 | 0
263 |  | RAC-02C | RAC-02C | 1 | 0% | 1 | EA | 0 | 0 | 50 | 0 | 0 | 0 | 0 | 0 | 0
264 |  |  | STANDALONE CONTROLLER | 5 | 0% | 5 | EA | 0 | 0 | 50 | 0 | 0 | 0 | 0 | 0 | 0
265 |  |  | TEMPORARY FAN, GREENHECK SBS-2H20 | 2 | 0% | 2 | EA | 0 | 0 | 50 | 0 | 0 | 0 | 0 | 0 | 0
266 |  | TK-02 | TK-02 | 1 | 0% | 1 | EA | 0 | 0 | 50 | 0 | 0 | 0 | 0 | 0 | 0
267 |  | VAC-EXTRUDER-1 | VAC-EXTRUDER-1, YORK | 1 | 0% | 1 | EA | 0 | 0 | 50 | 0 | 0 | 0 | 0 | 0 | 0
268 |  |  | 72"X96"X60" PENTHOUSE LOUVER WITH 18" CURB | 1 | 0% | 1 | EA | 0 | 0 | 50 | 0 | 0 | 0 | 0 | 0 | 0
269 |  |  | 180"X96" LOUVER | 1 | 0% | 1 | EA | 0 | 0 | 50 | 0 | 0 | 0 | 0 | 0 | 0
270 |  |  | AIR BAFFLE | 1 | 0% | 1 | EA | 0 | 0 | 50 | 0 | 0 | 0 | 0 | 0 | 0
271 |  |  | T, THERMOSTAT | 3 | 0% | 3 | EA | 0 | 0 | 50 | 0 | 0 | 0 | 0 | 0 | 0
|  |  | SUBTOTAL | [12 empty] | 0
| 26 |  | DIVISION 26- ELECTRICAL
ELECTRICAL DEMOLITION
272 |  |  | Disconnect and Remove Equipment, Remove all Redundant Junction Boxes | 3 | 0% | 3 | EA | 0 | 0 | 50 | 0 | 0 | 0 | 0 | 0 | 0
273 |  |  | Disconnect and Remove Existing Electrical Conduit, Wiring etc. | 2837.39 | 0% | 2837.39 | LF | 0 | 0 | 50 | 0 | 0 | 0 | 0 | 0 | 0
274 |  |  | Every Existing Exit Sign to be Disconnected and Removed. Allow for one Stemmed, Double Sided Directional Running man. | 7 | 0% | 7 | EA | 0 | 0 | 50 | 0 | 0 | 0 | 0 | 0 | 0
275 |  |  | Relocate Existing Fire Alarm Pull Station to Nearest Column and Excange single Stage Pull Station for 2-Stage Pulll Station | 3 | 0% | 3 | SF | 0 | 0 | 50 | 0 | 0 | 0 | 0 | 0 | 0
276 |  |  | Powered Overhead Door To Demolished Disconnect and Remove Existing Conduit, Ducts, Equipment, Remove all Redundant Junction Boxes, Conduit, Wiring | 4 | 0% | 4 | EA | 0 | 0 | 50 | 0 | 0 | 0 | 0 | 0 | 0
277 |  |  | Existing Scale To Be Be Demolished. Disconnect and Remove Existing Conduit, Ducts, Equipment ectc. Remove All Redundant Junction boxes, Conduit wiring ectc. | 1 | 0% | 1 | EA | 0 | 0 | 50 | 0 | 0 | 0 | 0 | 0 | 0
278 |  |  | Existing 600A 600V POwer Feed To Nitrogen Building To Be Disconnect and Removed To Bew SPlice. Two Teck Cables Route in Cable Tray within Building and Transition yo Underground when Leaviing the Building | 332.37 | 0% | 332.37 | LF | 0 | 0 | 50 | 0 | 0 | 0 | 0 | 0 | 0
279 |  |  | Every Existing Exit Sign to be Disconnected and Removed. Allow for one Stemmed, Double Sided Directional Running man. | 2 | 0% | 2 | EA | 0 | 0 | 50 | 0 | 0 | 0 | 0 | 0 | 0
280 |  |  | Relocate Existing Fire Alarm Pull Station to Nearest Column and Excange single Stage Pull Station for 2-Stage Pulll Station | 2 | 0% | 2 | EA | 0 | 0 | 50 | 0 | 0 | 0 | 0 | 0 | 0
281 |  |  | Powered Overhead Door To Demolished Disconnect and Remove Existing Conduit, Ducts, Equipment, Remove all Redundant Junction Boxes, Conduit, Wiring | 1 | 0% | 1 | EA | 0 | 0 | 50 | 0 | 0 | 0 | 0 | 0 | 0
282 |  |  | Every Existing Exit Sign to be Disconnected and Removed. Allow for one Stemmed, Double Sided Directional Running man. | 7 | 0% | 7 | EA | 0 | 0 | 50 | 0 | 0 | 0 | 0 | 0 | 0
283 |  |  | Relocate Existing Fire Alarm Pull Station to Nearest Column and Excange single Stage Pull Station for 2-Stage Pulll Station | 3 | 0% | 3 | EA | 0 | 0 | 50 | 0 | 0 | 0 | 0 | 0 | 0
284 |  |  | Existing Equipment that has Electrical Connection that needs to be Relocated to a new location because the wall it is mounted to id beng removed | 3 | 0% | 3 | EA | 0 | 0 | 50 | 0 | 0 | 0 | 0 | 0 | 0
285 |  |  | Remove Existing Electrical Equipment. Disconnect and Remove and OR Relocate Existing Conduit, Ducts, Equipment etc, Remove All Redundant Junction Boxes, Conduit, Wiring etc, Back to point of origin. | 5 | 0% | 5 | EA | 0 | 0 | 50 | 0 | 0 | 0 | 0 | 0 | 0
286 |  |  | Existing Exterior Wall Mounted Cable Tray To Be Removed. | 1 | 0% | 1 | EA | 0 | 0 | 50 | 0 | 0 | 0 | 0 | 0 | 0
287 |  |  | Existing Conduit Against Wall to be Demolished To Be either reworked | 7 | 0% | 7 | EA | 0 | 0 | 50 | 0 | 0 | 0 | 0 | 0 | 0
288 |  |  | Exterior Post Mounted Junction Box with underground fed to be demolished. Disconnect and Remove existing conduit, ducts, equipment etc | 5 | 0% | 5 | EA | 0 | 0 | 50 | 0 | 0 | 0 | 0 | 0 | 0
289 |  |  | Relocate Existing Conduit to New Location For Reloacted Mechanical Equipment. Disconnect and Remove and OR Relocate Existing Conduit. Ducys, Equipment, etc, Remoce All Redundant Junction Boxes, Conduit, Wiring etc, | 6 | 0% | 6 | EA | 0 | 0 | 50 | 0 | 0 | 0 | 0 | 0 | 0
290 |  |  | Every Existing Exit Sign to be Disconnected and Removed. Allow for one Stemmed, Double Sided Directional Running man. | 3 | 0% | 3 | EA | 0 | 0 | 50 | 0 | 0 | 0 | 0 | 0 | 0
291 |  |  | Relocate Existing Fire Alarm Pull Station to Nearest Column and Excange single Stage Pull Station for 2-Stage Pulll Station | 1 | 0% | 1 | EA | 0 | 0 | 50 | 0 | 0 | 0 | 0 | 0 | 0
292 |  |  | Disconnect and Remove and OR Relocate Existing Conduit, Ducts, Equipment etc, Remove All Redundant Junction Boxes, Conduit, Wiring etc, | 2 | 0% | 2 | EA | 0 | 0 | 50 | 0 | 0 | 0 | 0 | 0 | 0
293 |  |  | Relocate Existing Conduit to New Location For Reloacted Mechanical Equipment. Disconnect and Remove and OR Relocate Existing Conduit. Ducys, Equipment, etc, Remoce All Redundant Junction Boxes, Conduit, Wiring etc, | 1 | 0% | 1 | EA | 0 | 0 | 50 | 0 | 0 | 0 | 0 | 0 | 0
294 |  |  | All Existing Sprinkler Tree Devices To Be Relocated and Re- Installed with Mechanical Piping | 1 | 0% | 1 | EA | 0 | 0 | 50 | 0 | 0 | 0 | 0 | 0 | 0
DISTRIBUTION
CONDUCTOR
295 |  |  | 1 Set of 3#500 kcmil Copper, TECK 90 | 2510 | 5% | 2635.5 | LF | 0 | 0 | 50 | 0 | 0 | 0 | 0 | 0 | 0
296 |  |  | 1 Set of 3#500 kcmil Copper, TECK 90 | 2510 | 5% | 2635.5 | LF | 0 | 0 | 50 | 0 | 0 | 0 | 0 | 0 | 0
297 |  |  | 1 Set of 3#500 kcmil Copper, TECK 90 | 525 | 5% | 551.25 | LF | 0 | 0 | 50 | 0 | 0 | 0 | 0 | 0 | 0
298 |  |  | 1 Set of 3#500 kcmil Copper, TECK 90 | 500 | 5% | 525 | LF | 0 | 0 | 50 | 0 | 0 | 0 | 0 | 0 | 0
299 |  |  | 1 Set of 3#500 kcmil Copper, TECK 90 | 1900 | 5% | 1995 | LF | 0 | 0 | 50 | 0 | 0 | 0 | 0 | 0 | 0
300 |  |  | 1 Set of 3#500 kcmil Copper, TECK 90 | 475 | 5% | 498.75 | LF | 0 | 0 | 50 | 0 | 0 | 0 | 0 | 0 | 0
301 |  |  | 2 Set of 3#500 kcmil Copper, TECK 90 | 1210 | 5% | 1270.5 | LF | 0 | 0 | 50 | 0 | 0 | 0 | 0 | 0 | 0
302 |  |  | 1 Set of 3#500 kcmil Copper, TECK 90 | 1200 | 5% | 1260 | LF | 0 | 0 | 50 | 0 | 0 | 0 | 0 | 0 | 0
303 |  |  | 6 Set of 3#500 kcmil Copper, TECK 90 | 75 | 5% | 78.75 | LF | 0 | 0 | 50 | 0 | 0 | 0 | 0 | 0 | 0
304 |  |  | 1 Set of 3#2 AWG Copper, TECK 90 | 200 | 5% | 210 | LF | 0 | 0 | 50 | 0 | 0 | 0 | 0 | 0 | 0
305 |  |  | 1 Set of 3#2 AWG Copper, TECK 90 | 170 | 5% | 178.5 | LF | 0 | 0 | 50 | 0 | 0 | 0 | 0 | 0 | 0
306 |  |  | 1 Set of 3#2 AWG Copper, TECK 90 | 170 | 5% | 178.5 | LF | 0 | 0 | 50 | 0 | 0 | 0 | 0 | 0 | 0
307 |  |  | 1 Set of 3#2 AWG Copper, TECK 90 | 180 | 5% | 189 | LF | 0 | 0 | 50 | 0 | 0 | 0 | 0 | 0 | 0
308 |  |  | 1 Set of 3#6 AWG Copper, TECK 90 | 100 | 5% | 105 | LF | 0 | 0 | 50 | 0 | 0 | 0 | 0 | 0 | 0
309 |  |  | 1 Set of 3#6 AWG Copper, TECK 90 | 185 | 5% | 194.25 | LF | 0 | 0 | 50 | 0 | 0 | 0 | 0 | 0 | 0
310 |  |  | 1 Set of 3#12 AWG Copper, TECK 90 | 240 | 5% | 252 | LF | 0 | 0 | 50 | 0 | 0 | 0 | 0 | 0 | 0
311 |  |  | 1 Set of 3#12 AWG Copper, TECK 90 | 240 | 5% | 252 | LF | 0 | 0 | 50 | 0 | 0 | 0 | 0 | 0 | 0
312 |  |  | 1 Set of 3#12 AWG Copper, TECK 90 | 240 | 5% | 252 | LF | 0 | 0 | 50 | 0 | 0 | 0 | 0 | 0 | 0
313 |  |  | 1 Set of 3#12 AWG Copper, TECK 90 | 240 | 5% | 252 | LF | 0 | 0 | 50 | 0 | 0 | 0 | 0 | 0 | 0
314 |  |  | 1 Set of 3#8 AWG Copper, TECK 90 | 240 | 5% | 252 | LF | 0 | 0 | 50 | 0 | 0 | 0 | 0 | 0 | 0
315 |  |  | 1 Set of 3#8 AWG Copper, TECK 90 | 240 | 5% | 252 | LF | 0 | 0 | 50 | 0 | 0 | 0 | 0 | 0 | 0
316 |  |  | 1 Set of 3#8 AWG Copper, TECK 90 | 240 | 5% | 252 | LF | 0 | 0 | 50 | 0 | 0 | 0 | 0 | 0 | 0
317 |  |  | 1 Set of 3#3 AWG Copper, TECK 90 | 200 | 5% | 210 | LF | 0 | 0 | 50 | 0 | 0 | 0 | 0 | 0 | 0
318 |  |  | 1 Set of 3#3 AWG Copper, TECK 90 | 180 | 5% | 189 | LF | 0 | 0 | 50 | 0 | 0 | 0 | 0 | 0 | 0
319 |  |  | 1 Set of 3#8 AWG Copper, TECK 90 | 700 | 5% | 735 | LF | 0 | 0 | 50 | 0 | 0 | 0 | 0 | 0 | 0
320 |  |  | 1 Set of 3#10 AWG Copper, TECK 90 | 400 | 5% | 420 | LF | 0 | 0 | 50 | 0 | 0 | 0 | 0 | 0 | 0
321 |  |  | 1 Set of 3#10 AWG Copper, TECK 90 | 400 | 5% | 420 | LF | 0 | 0 | 50 | 0 | 0 | 0 | 0 | 0 | 0
322 |  |  | 1 Set of 3#12 AWG Copper, TECK 90 | 250 | 5% | 262.5 | LF | 0 | 0 | 50 | 0 | 0 | 0 | 0 | 0 | 0
323 |  |  | 1 Set of 3#12 AWG Copper, TECK 90 | 250 | 5% | 262.5 | LF | 0 | 0 | 50 | 0 | 0 | 0 | 0 | 0 | 0
324 |  |  | 1 Set of 3#12 AWG Copper, TECK 90 | 350 | 5% | 367.5 | LF | 0 | 0 | 50 | 0 | 0 | 0 | 0 | 0 | 0
325 |  |  | 1 Set of 3#12 AWG Copper, TECK 90 | 280 | 5% | 294 | LF | 0 | 0 | 50 | 0 | 0 | 0 | 0 | 0 | 0
326 |  |  | 1 Set of 3#12 AWG Copper, TECK 90 | 130 | 5% | 136.5 | LF | 0 | 0 | 50 | 0 | 0 | 0 | 0 | 0 | 0
327 |  |  | 1 Set of 3#12 AWG Copper, TECK 90 | 60 | 5% | 63 | LF | 0 | 0 | 50 | 0 | 0 | 0 | 0 | 0 | 0
328 |  |  | 1 Set of 3#10 AWG Copper, TECK 90 | 200 | 5% | 210 | LF | 0 | 0 | 50 | 0 | 0 | 0 | 0 | 0 | 0
329 |  |  | 1 Set of 3#10 AWG Copper, TECK 90 | 150 | 5% | 157.5 | LF | 0 | 0 | 50 | 0 | 0 | 0 | 0 | 0 | 0
330 |  |  | 1 Set of 3#10 AWG Copper, TECK 90 | 600 | 5% | 630 | LF | 0 | 0 | 50 | 0 | 0 | 0 | 0 | 0 | 0
331 |  |  | 1 Set of 3#10 AWG Copper, TECK 90 | 480 | 5% | 504 | LF | 0 | 0 | 50 | 0 | 0 | 0 | 0 | 0 | 0
332 |  |  | 1 Set of 3#10 AWG Copper, TECK 90 | 540 | 5% | 567 | LF | 0 | 0 | 50 | 0 | 0 | 0 | 0 | 0 | 0
333 |  |  | 1 Set of 3#10 AWG Copper, TECK 90 | 440 | 5% | 462 | LF | 0 | 0 | 50 | 0 | 0 | 0 | 0 | 0 | 0
334 |  |  | 1 Set of 3#10 AWG Copper, TECK 90 | 510 | 5% | 535.5 | LF | 0 | 0 | 50 | 0 | 0 | 0 | 0 | 0 | 0
335 |  |  | 1 Set of 3#10 AWG Copper, TECK 90 | 400 | 5% | 420 | LF | 0 | 0 | 50 | 0 | 0 | 0 | 0 | 0 | 0
336 |  |  | 1 Set of 3#12 AWG Copper, TECK 90 | 460 | 5% | 483 | LF | 0 | 0 | 50 | 0 | 0 | 0 | 0 | 0 | 0
337 |  |  | 1 Set of 3#10 AWG Copper, TECK 90 | 350 | 5% | 367.5 | LF | 0 | 0 | 50 | 0 | 0 | 0 | 0 | 0 | 0
338 |  |  | 1 Set of 3#12 AWG Copper, TECK 90 | 450 | 5% | 472.5 | LF | 0 | 0 | 50 | 0 | 0 | 0 | 0 | 0 | 0
339 |  |  | 1 Set of 3#10 AWG Copper, TECK 90 | 320 | 5% | 336 | LF | 0 | 0 | 50 | 0 | 0 | 0 | 0 | 0 | 0
340 |  |  | 1 Set of 3#12 AWG Copper, TECK 90 | 400 | 5% | 420 | LF | 0 | 0 | 50 | 0 | 0 | 0 | 0 | 0 | 0
341 |  |  | 1 Set of 3#12 AWG Copper, TECK 90 | 280 | 5% | 294 | LF | 0 | 0 | 50 | 0 | 0 | 0 | 0 | 0 | 0
342 |  |  | 1 Set of 3#12 AWG Copper, TECK 90 | 50 | 5% | 52.5 | LF | 0 | 0 | 50 | 0 | 0 | 0 | 0 | 0 | 0
343 |  |  | 3 Set of 3#3/0 AWG Copper, TECK 90 | 50 | 5% | 52.5 | LF | 0 | 0 | 50 | 0 | 0 | 0 | 0 | 0 | 0
344 |  |  | 3 Set of 3#300 kcmil Copper, TECK 90 | 50 | 5% | 52.5 | LF | 0 | 0 | 50 | 0 | 0 | 0 | 0 | 0 | 0
345 |  |  | 3 Set of 3#300 kcmil Copper, TECK 90 | 420 | 5% | 441 | LF | 0 | 0 | 50 | 0 | 0 | 0 | 0 | 0 | 0
346 |  |  | 2 Set of 3#250 kcmil Copper, TECK 90 | 250 | 5% | 262.5 | LF | 0 | 0 | 50 | 0 | 0 | 0 | 0 | 0 | 0
347 |  |  | 3 Set of 3#300 kcmil Copper, TECK 90 | 750 | 5% | 787.5 | LF | 0 | 0 | 50 | 0 | 0 | 0 | 0 | 0 | 0
348 |  |  | 2 Set of 3#3/0 AWG Copper, TECK 90 | 100 | 5% | 105 | LF | 0 | 0 | 50 | 0 | 0 | 0 | 0 | 0 | 0
349 |  |  | 2 Set of 3#300 kcmil Copper, TECK 90 | 50 | 5% | 52.5 | LF | 0 | 0 | 50 | 0 | 0 | 0 | 0 | 0 | 0
350 |  |  | 2 Set of 3#300 kcmil Copper, TECK 90 | 490 | 5% | 514.5 | LF | 0 | 0 | 50 | 0 | 0 | 0 | 0 | 0 | 0
351 |  |  | 2 Set of 3#300 kcmil Copper, TECK 90 | 500 | 5% | 525 | LF | 0 | 0 | 50 | 0 | 0 | 0 | 0 | 0 | 0
352 |  |  | 1 Set of 3#12 AWG Copper, TECK 90 | 510 | 5% | 535.5 | LF | 0 | 0 | 50 | 0 | 0 | 0 | 0 | 0 | 0
353 |  |  | 1 Set of 3#12 AWG Copper, TECK 90 | 280 | 5% | 294 | LF | 0 | 0 | 50 | 0 | 0 | 0 | 0 | 0 | 0
354 |  |  | 1 Set of 3#12 AWG Copper, TECK 90 | 300 | 5% | 315 | LF | 0 | 0 | 50 | 0 | 0 | 0 | 0 | 0 | 0
355 |  |  | 1 Set of 3#12 AWG Copper, TECK 90 | 220 | 5% | 231 | LF | 0 | 0 | 50 | 0 | 0 | 0 | 0 | 0 | 0
356 |  |  | 1 Set of 3#10 AWG Copper, TECK 90 | 280 | 5% | 294 | LF | 0 | 0 | 50 | 0 | 0 | 0 | 0 | 0 | 0
357 |  |  | 1 Set of 3#1 AWG Copper, TECK 90 | 140 | 5% | 147 | LF | 0 | 0 | 50 | 0 | 0 | 0 | 0 | 0 | 0
358 |  |  | 1 Set of 3#1 AWG Copper, TECK 90 | 600 | 5% | 630 | LF | 0 | 0 | 50 | 0 | 0 | 0 | 0 | 0 | 0
359 |  |  | 1 Set of 3#4/0 AWG Copper, TECK 90 | 600 | 5% | 630 | LF | 0 | 0 | 50 | 0 | 0 | 0 | 0 | 0 | 0
360 |  |  | 3 Set of 3#300 kcmil Copper, TECK 90 | 600 | 5% | 630 | LF | 0 | 0 | 50 | 0 | 0 | 0 | 0 | 0 | 0
361 |  |  | 3 Set of 3#300 kcmil Copper, TECK 90 | 500 | 5% | 525 | LF | 0 | 0 | 50 | 0 | 0 | 0 | 0 | 0 | 0
362 |  |  | 2 Set of 3#4/0 kcmil Copper, TECK 90 | 380 | 5% | 399 | LF | 0 | 0 | 50 | 0 | 0 | 0 | 0 | 0 | 0
363 |  |  | 1 Set of 3#500 kcmil Copper, TECK 90 | 500 | 5% | 525 | LF | 0 | 0 | 50 | 0 | 0 | 0 | 0 | 0 | 0
364 |  |  | 3 Set of 3#300 kcmil Copper, TECK 90 | 980 | 5% | 1029 | LF | 0 | 0 | 50 | 0 | 0 | 0 | 0 | 0 | 0
365 |  |  | 3 Set of 3#300 kcmil Copper, TECK 90 | 420 | 5% | 441 | LF | 0 | 0 | 50 | 0 | 0 | 0 | 0 | 0 | 0
366 |  |  | 3 Set of 3#300 kcmil Copper, TECK 90 | 350 | 5% | 367.5 | LF | 0 | 0 | 50 | 0 | 0 | 0 | 0 | 0 | 0
367 |  |  | 3 Set of 3#300 kcmil Copper, TECK 90 | 350 | 5% | 367.5 | LF | 0 | 0 | 50 | 0 | 0 | 0 | 0 | 0 | 0
368 |  |  | 3 Set of 3#400 kcmil Copper, TECK 90 | 460 | 5% | 483 | LF | 0 | 0 | 50 | 0 | 0 | 0 | 0 | 0 | 0
369 |  |  | 3 Set of 3#300 kcmil Copper, TECK 90 | 660 | 5% | 693 | LF | 0 | 0 | 50 | 0 | 0 | 0 | 0 | 0 | 0
370 |  |  | 2 Set of 3#3/0 AWG Copper, TECK 90 | 460 | 5% | 483 | LF | 0 | 0 | 50 | 0 | 0 | 0 | 0 | 0 | 0
371 |  |  | 3 Set of 3#3/0 AWG Copper, TECK 90 | 330 | 5% | 346.5 | LF | 0 | 0 | 50 | 0 | 0 | 0 | 0 | 0 | 0
372 |  |  | 1 Set of 3#12 AWG Copper, TECK 90 | 50 | 5% | 52.5 | LF | 0 | 0 | 50 | 0 | 0 | 0 | 0 | 0 | 0
373 |  |  | 1 Set of 3#12 AWG Copper, TECK 90 | 350 | 5% | 367.5 | LF | 0 | 0 | 50 | 0 | 0 | 0 | 0 | 0 | 0
374 |  |  | 1 Set of 3#12 AWG Copper, TECK 90 | 350 | 5% | 367.5 | LF | 0 | 0 | 50 | 0 | 0 | 0 | 0 | 0 | 0
375 |  |  | 1 Set of 3#12 AWG Copper, TECK 90 | 500 | 5% | 525 | LF | 0 | 0 | 50 | 0 | 0 | 0 | 0 | 0 | 0
376 |  |  | 2 Set of 3#4/0 AWG Copper, TECK 90 | 230 | 5% | 241.5 | LF | 0 | 0 | 50 | 0 | 0 | 0 | 0 | 0 | 0
377 |  |  | 1 Set of 3#350 kcmil Copper, TECK 90 | 300 | 5% | 315 | LF | 0 | 0 | 50 | 0 | 0 | 0 | 0 | 0 | 0
378 |  |  | 2 Set of 3#4/0 AWG Copper, TECK 90 | 230 | 5% | 241.5 | LF | 0 | 0 | 50 | 0 | 0 | 0 | 0 | 0 | 0
379 |  |  | 1 Set of 3#350 kcmil Copper, TECK 90 | 300 | 5% | 315 | LF | 0 | 0 | 50 | 0 | 0 | 0 | 0 | 0 | 0
380 |  |  | 1 Set of 3#350 kcmil Copper, TECK 90 | 220 | 5% | 231 | LF | 0 | 0 | 50 | 0 | 0 | 0 | 0 | 0 | 0
381 |  |  | 1 Set of 3#4/0 AWG Copper, TECK 90 | 220 | 5% | 231 | LF | 0 | 0 | 50 | 0 | 0 | 0 | 0 | 0 | 0
382 |  |  | 5 Set of 3#750 kcmil Copper, TECK 90 | 160 | 5% | 168 | LF | 0 | 0 | 50 | 0 | 0 | 0 | 0 | 0 | 0
383 |  |  | 2 Set of 3#4/0 AWG Copper, TECK 90 | 450 | 5% | 472.5 | LF | 0 | 0 | 50 | 0 | 0 | 0 | 0 | 0 | 0
384 |  |  | 2 Set of 3#250 kcmil Copper, TECK 90 | 500 | 5% | 525 | LF | 0 | 0 | 50 | 0 | 0 | 0 | 0 | 0 | 0
385 |  |  | 2 Set of 3#350 kcmil Copper, TECK 90 | 600 | 5% | 630 | LF | 0 | 0 | 50 | 0 | 0 | 0 | 0 | 0 | 0
386 |  |  | 2 Set of 3#4/0 AWG Copper, TECK 90 | 400 | 5% | 420 | LF | 0 | 0 | 50 | 0 | 0 | 0 | 0 | 0 | 0
387 |  |  | 1 Set of 3#350 kcmil Copper, TECK 90 | 550 | 5% | 577.5 | LF | 0 | 0 | 50 | 0 | 0 | 0 | 0 | 0 | 0
388 |  |  | 1 Set of 3#4/0 AWG Copper, TECK 90 | 375 | 5% | 393.75 | LF | 0 | 0 | 50 | 0 | 0 | 0 | 0 | 0 | 0
389 |  |  | 5 Set of 3#500 kcmil Copper, TECK 90 | 250 | 5% | 262.5 | LF | 0 | 0 | 50 | 0 | 0 | 0 | 0 | 0 | 0
390 |  |  | 1 Set of 3#4/0 AWG Copper, TECK 90 | 20 | 5% | 21 | LF | 0 | 0 | 50 | 0 | 0 | 0 | 0 | 0 | 0
391 |  |  | 1 Set of 3#3 AWG Copper, TECK 90 | 420 | 5% | 441 | LF | 0 | 0 | 50 | 0 | 0 | 0 | 0 | 0 | 0
392 |  |  | 1 Set of 3#350 kcmil Copper, TECK 90 | 80 | 5% | 84 | LF | 0 | 0 | 50 | 0 | 0 | 0 | 0 | 0 | 0
393 |  |  | 1 Set of 3#12 AWG Copper, TECK 90 | 80 | 5% | 84 | LF | 0 | 0 | 50 | 0 | 0 | 0 | 0 | 0 | 0
394 |  |  | 1 Set of 3#8 AWG Copper, TECK 90 | 350 | 5% | 367.5 | LF | 0 | 0 | 50 | 0 | 0 | 0 | 0 | 0 | 0
395 |  |  | 1 Set of 3#3 AWG Copper, TECK 90 | 280 | 5% | 294 | LF | 0 | 0 | 50 | 0 | 0 | 0 | 0 | 0 | 0
396 |  |  | 1 Set of 3#3 AWG Copper, TECK 90 | 200 | 5% | 210 | LF | 0 | 0 | 50 | 0 | 0 | 0 | 0 | 0 | 0
397 |  |  | 3 Set of 3#300 kcmil Copper, TECK 90 | 250 | 5% | 262.5 | LF | 0 | 0 | 50 | 0 | 0 | 0 | 0 | 0 | 0
398 |  |  | 4 Set of 3#350 kcmil Copper, TECK 90 | 250 | 5% | 262.5 | LF | 0 | 0 | 50 | 0 | 0 | 0 | 0 | 0 | 0
399 |  |  | 3 Set of 3#3/0 AWG Copper, TECK 90 | 870 | 5% | 913.5 | LF | 0 | 0 | 50 | 0 | 0 | 0 | 0 | 0 | 0
400 |  |  | 4 Set of 2#10 AWG Copper, TECK 90 | 50 | 5% | 52.5 | LF | 0 | 0 | 50 | 0 | 0 | 0 | 0 | 0 | 0
401 |  |  | 1 Set of 3#3 AWG Copper, TECK 90 | 15 | 5% | 15.75 | LF | 0 | 0 | 50 | 0 | 0 | 0 | 0 | 0 | 0
402 |  |  | 1 Set of 3#3 AWG Copper, TECK 90 | 15 | 5% | 15.75 | LF | 0 | 0 | 50 | 0 | 0 | 0 | 0 | 0 | 0
403 |  |  | 1 Set of 3#3 AWG Copper, TECK 90 | 15 | 5% | 15.75 | LF | 0 | 0 | 50 | 0 | 0 | 0 | 0 | 0 | 0
404 |  |  | 3 Set of 1#250 kcmil Copper, MI CABLE | 15 | 5% | 15.75 | LF | 0 | 0 | 50 | 0 | 0 | 0 | 0 | 0 | 0
405 |  |  | 1 Set of 3#3/0 AWG Copper, RW90 | 650 | 5% | 682.5 | LF | 0 | 0 | 50 | 0 | 0 | 0 | 0 | 0 | 0
406 |  |  | 1 Set of 3#3/0 AWG Copper, RW90 | 15 | 5% | 15.75 | LF | 0 | 0 | 50 | 0 | 0 | 0 | 0 | 0 | 0
407 |  |  | 2 Set of 3#3/0 AWG Copper, RW90 | 80 | 5% | 84 | LF | 0 | 0 | 50 | 0 | 0 | 0 | 0 | 0 | 0
408 |  |  | 1 Set of 3#3/0 AWG Copper, TECK 90 | 30 | 5% | 31.5 | LF | 0 | 0 | 50 | 0 | 0 | 0 | 0 | 0 | 0
409 |  |  | 1 Set of 3#4/0 AWG Copper, TECK 90 | 30 | 5% | 31.5 | LF | 0 | 0 | 50 | 0 | 0 | 0 | 0 | 0 | 0
410 |  |  | 1 Set of 3#4/0 AWG Copper, TECK 90 | 440 | 5% | 462 | LF | 0 | 0 | 50 | 0 | 0 | 0 | 0 | 0 | 0
411 |  |  | 2 Set of 3#500 kcmil Copper, TECK 90 | 1150 | 5% | 1207.5 | LF | 0 | 0 | 50 | 0 | 0 | 0 | 0 | 0 | 0
412 |  |  | 1 Set of 3#12 AWG Copper, TECK 90 | 1150 | 5% | 1207.5 | LF | 0 | 0 | 50 | 0 | 0 | 0 | 0 | 0 | 0
413 |  |  | 1 Set of 3#12 AWG Copper, TECK 90 | 530 | 5% | 556.5 | LF | 0 | 0 | 50 | 0 | 0 | 0 | 0 | 0 | 0
414 |  |  | 1 Set of 3#12 AWG Copper, TECK 90 | 400 | 5% | 420 | LF | 0 | 0 | 50 | 0 | 0 | 0 | 0 | 0 | 0
415 |  |  | 1 Set of 3#12 AWG Copper, TECK 90 | 325 | 5% | 341.25 | LF | 0 | 0 | 50 | 0 | 0 | 0 | 0 | 0 | 0
416 |  |  | 1 Set of 3#12 AWG Copper, TECK 90 | 300 | 5% | 315 | LF | 0 | 0 | 50 | 0 | 0 | 0 | 0 | 0 | 0
417 |  |  | 1 Set of 3#12 AWG Copper, TECK 90 | 280 | 5% | 294 | LF | 0 | 0 | 50 | 0 | 0 | 0 | 0 | 0 | 0
418 |  |  | 1 Set of 3#12 AWG Copper, TECK 90 | 200 | 5% | 210 | LF | 0 | 0 | 50 | 0 | 0 | 0 | 0 | 0 | 0
419 |  |  | 1 Set of 3#4 AWG Copper, TECK 90 | 330 | 5% | 346.5 | LF | 0 | 0 | 50 | 0 | 0 | 0 | 0 | 0 | 0
420 |  |  | 1 Set of 3#4 AWG Copper, TECK 90 | 220 | 5% | 231 | LF | 0 | 0 | 50 | 0 | 0 | 0 | 0 | 0 | 0
421 |  |  | 1 Set of 3#4 AWG Copper, TECK 90 | 300 | 5% | 315 | LF | 0 | 0 | 50 | 0 | 0 | 0 | 0 | 0 | 0
422 |  |  | 3 Set of 3#300 kcmil Copper, TECK 90 | 350 | 5% | 367.5 | LF | 0 | 0 | 50 | 0 | 0 | 0 | 0 | 0 | 0
423 |  |  | 2 Set of 3#250 kcmil Copper, TECK 90 | 480 | 5% | 504 | LF | 0 | 0 | 50 | 0 | 0 | 0 | 0 | 0 | 0
424 |  |  | 2 Set of 3#3/0 AWG Copper, TECK 90 | 600 | 5% | 630 | LF | 0 | 0 | 50 | 0 | 0 | 0 | 0 | 0 | 0
425 |  |  | 1 Set of 3#3 AWG Copper, TECK 90 | 250 | 5% | 262.5 | LF | 0 | 0 | 50 | 0 | 0 | 0 | 0 | 0 | 0
426 |  |  | 1 Set of 3#12 AWG Copper, TECK 90 | 250 | 5% | 262.5 | LF | 0 | 0 | 50 | 0 | 0 | 0 | 0 | 0 | 0
427 |  |  | 1 Set of 3#12 AWG Copper, TECK 90 | 300 | 5% | 315 | LF | 0 | 0 | 50 | 0 | 0 | 0 | 0 | 0 | 0
428 |  |  | 1 Set of 3#12 AWG Copper, TECK 90 | 310 | 5% | 325.5 | LF | 0 | 0 | 50 | 0 | 0 | 0 | 0 | 0 | 0
429 |  |  | 1 Set of 3#12 AWG Copper, TECK 90 | 110 | 5% | 115.5 | LF | 0 | 0 | 50 | 0 | 0 | 0 | 0 | 0 | 0
430 |  |  | 1 Set of 3#12 AWG Copper, TECK 90 | 210 | 5% | 220.5 | LF | 0 | 0 | 50 | 0 | 0 | 0 | 0 | 0 | 0
431 |  |  | 1 Set of 3#3 AWG Copper, TECK 90 | 225 | 5% | 236.25 | LF | 0 | 0 | 50 | 0 | 0 | 0 | 0 | 0 | 0
432 |  |  | 1 Set of 3#12 AWG Copper, TECK 90 | 250 | 5% | 262.5 | LF | 0 | 0 | 50 | 0 | 0 | 0 | 0 | 0 | 0
433 |  |  | 1 Set of 3#12 AWG Copper, TECK 90 | 300 | 5% | 315 | LF | 0 | 0 | 50 | 0 | 0 | 0 | 0 | 0 | 0
434 |  |  | 1 Set of 3#12 AWG Copper, TECK 90 | 310 | 5% | 325.5 | LF | 0 | 0 | 50 | 0 | 0 | 0 | 0 | 0 | 0
435 |  |  | 1 Set of 3#10 AWG Copper, TECK 90 | 330 | 5% | 346.5 | LF | 0 | 0 | 50 | 0 | 0 | 0 | 0 | 0 | 0
436 |  |  | 1 Set of 3#10 AWG Copper, TECK 90 | 310 | 5% | 325.5 | LF | 0 | 0 | 50 | 0 | 0 | 0 | 0 | 0 | 0
437 |  |  | 1 Set of 3#8 AWG Copper, TECK 90 | 300 | 5% | 315 | LF | 0 | 0 | 50 | 0 | 0 | 0 | 0 | 0 | 0
438 |  |  | 1 Set of 3#2 AWG Copper, TECK 90 | 300 | 5% | 315 | LF | 0 | 0 | 50 | 0 | 0 | 0 | 0 | 0 | 0
439 |  |  | 1 Set of 3#2 AWG Copper, TECK 90 | 320 | 5% | 336 | LF | 0 | 0 | 50 | 0 | 0 | 0 | 0 | 0 | 0
440 |  |  | 1 Set of 3#6 AWG Copper, TECK 90 | 300 | 5% | 315 | LF | 0 | 0 | 50 | 0 | 0 | 0 | 0 | 0 | 0
441 |  |  | 1 Set of 3#6 AWG Copper, TECK 90 | 190 | 5% | 199.5 | LF | 0 | 0 | 50 | 0 | 0 | 0 | 0 | 0 | 0
442 |  |  | 1 Set of 3#6 AWG Copper, TECK 90 | 190 | 5% | 199.5 | LF | 0 | 0 | 50 | 0 | 0 | 0 | 0 | 0 | 0
443 |  |  | 1 Set of 3#3 AWG Copper, TECK 90 | 80 | 5% | 84 | LF | 0 | 0 | 50 | 0 | 0 | 0 | 0 | 0 | 0
444 |  |  | 1 Set of 3#8 AWG Copper, TECK 90 | 150 | 5% | 157.5 | LF | 0 | 0 | 50 | 0 | 0 | 0 | 0 | 0 | 0
445 |  |  | 1 Set of 3#6 AWG Copper, TECK 90 | 280 | 5% | 294 | LF | 0 | 0 | 50 | 0 | 0 | 0 | 0 | 0 | 0
446 |  |  | 1 Set of 3#10 AWG Copper, TECK 90 | 120 | 5% | 126 | LF | 0 | 0 | 50 | 0 | 0 | 0 | 0 | 0 | 0
447 |  |  | 1 Set of 3#6 AWG Copper, TECK 90 | 170 | 5% | 178.5 | LF | 0 | 0 | 50 | 0 | 0 | 0 | 0 | 0 | 0
448 |  |  | 1 Set of 3#8 AWG Copper, TECK 90 | 120 | 5% | 126 | LF | 0 | 0 | 50 | 0 | 0 | 0 | 0 | 0 | 0
449 |  |  | 1 Set of 3#10 AWG Copper, TECK 90 | 300 | 5% | 315 | LF | 0 | 0 | 50 | 0 | 0 | 0 | 0 | 0 | 0
450 |  |  | 1 Set of 3#10 AWG Copper, TECK 90 | 310 | 5% | 325.5 | LF | 0 | 0 | 50 | 0 | 0 | 0 | 0 | 0 | 0
451 |  |  | 1 Set of 3#10 AWG Copper, TECK 90 | 300 | 5% | 315 | LF | 0 | 0 | 50 | 0 | 0 | 0 | 0 | 0 | 0
452 |  |  | 1 Set of 3#12 AWG Copper, TECK 90 | 300 | 5% | 315 | LF | 0 | 0 | 50 | 0 | 0 | 0 | 0 | 0 | 0
453 |  |  | 1 Set of 3#12 AWG Copper, TECK 90 | 290 | 5% | 304.5 | LF | 0 | 0 | 50 | 0 | 0 | 0 | 0 | 0 | 0
454 |  |  | 1 Set of 3#12 AWG Copper, TECK 90 | 220 | 5% | 231 | LF | 0 | 0 | 50 | 0 | 0 | 0 | 0 | 0 | 0
LUGS
455 |  |  | Compression Lug CU With 1-Hole , #9 CU Wire | 110 | 5% | 115.5 | LF | 0 | 0 | 50 | 0 | 0 | 0 | 0 | 0 | 0
456 |  |  | Heat Shrink Tubing for #9 CU Wire | 210 | 5% | 220.5 | LF | 0 | 0 | 50 | 0 | 0 | 0 | 0 | 0 | 0
457 |  |  | Compression Lug CU With 1-Hole , #9 CU Wire | 225 | 5% | 236.25 | LF | 0 | 0 | 50 | 0 | 0 | 0 | 0 | 0 | 0
458 |  |  | Heat Shrink Tubing for #5 CU Wire | 250 | 5% | 262.5 | LF | 0 | 0 | 50 | 0 | 0 | 0 | 0 | 0 | 0
459 |  |  | Compression Lug CU With 1-Hole , #4 CU Wire | 300 | 5% | 315 | LF | 0 | 0 | 50 | 0 | 0 | 0 | 0 | 0 | 0
460 |  |  | Heat Shrink Tubing for #4 CU Wire | 310 | 5% | 325.5 | LF | 0 | 0 | 50 | 0 | 0 | 0 | 0 | 0 | 0
461 |  |  | Compression Lug CU With 1-Hole , #2 CU Wire | 330 | 5% | 346.5 | LF | 0 | 0 | 50 | 0 | 0 | 0 | 0 | 0 | 0
462 |  |  | Heat Shrink Tubing for #2 CU Wire | 310 | 5% | 325.5 | LF | 0 | 0 | 50 | 0 | 0 | 0 | 0 | 0 | 0
463 |  |  | Compression Lug CU With 1-Hole , #4/0 CU Wire | 300 | 5% | 315 | LF | 0 | 0 | 50 | 0 | 0 | 0 | 0 | 0 | 0
464 |  |  | Heat Shrink Tubing for #4/0 CU Wire | 300 | 5% | 315 | LF | 0 | 0 | 50 | 0 | 0 | 0 | 0 | 0 | 0
465 |  |  | Compression Lug CU With 1-Hole , #350 KCMIL CU Wire | 320 | 5% | 336 | LF | 0 | 0 | 50 | 0 | 0 | 0 | 0 | 0 | 0
466 |  |  | Heat Shrink Tubing for #350 KCMIL CU Wire | 300 | 5% | 315 | LF | 0 | 0 | 50 | 0 | 0 | 0 | 0 | 0 | 0
467 |  |  | Compression Lug CU With 1-Hole , #500 KCMIL CU Wire | 190 | 5% | 199.5 | LF | 0 | 0 | 50 | 0 | 0 | 0 | 0 | 0 | 0
468 |  |  | Heat Shrink Tubing for #500 KCMIL CU Wire | 190 | 5% | 199.5 | LF | 0 | 0 | 50 | 0 | 0 | 0 | 0 | 0 | 0
469 |  |  | Compression Lug CU With 1-Hole , #750 KCMIL CU Wire | 110 | 5% | 115.5 | LF | 0 | 0 | 50 | 0 | 0 | 0 | 0 | 0 | 0
470 |  |  | Heat Shrink Tubing for #750 KCMIL CU Wire | 210 | 5% | 220.5 | LF | 0 | 0 | 50 | 0 | 0 | 0 | 0 | 0 | 0
LIGHTING FIXTURE
471 |  |  | K10 - 4' LINEAR VAPOUR TIGHT STRIP Manufacturer: EE LIGHTING Model: VTB2 Catalogue: VTB2-4-557D | 8 | 0% | 0 | EA | 0 | 0 | 50 | 0 | 0 | 0 | 0 | 0 | 0
472 |  |  | X10 - EXIT SIGN - SINGLE FACE Manufacturer: BELUCE Model: STELLA RM Catalogue: SL-RM-ACDC-U-0LR-M-120/277 | 2 | 0% | 0 | EA | 0 | 0 | 50 | 0 | 0 | 0 | 0 | 0 | 0
473 |  |  | H10 - HIGHBAY ROUND FIXTURE FOR PRODUCTION AREAS Manufacturer: EE LIGHTING Model: CHBQ Catalogue: CHBQ-3575 BLACK | 6 | 0% | 6 | EA | 0 | 0 | 50 | 0 | 0 | 0 | 0 | 0 | 0
474 |  |  | H10 EM- HIGHBAY ROUND FIXTURE FOR PRODUCTION AREAS Manufacturer: EE LIGHTING Model: CHBQ Catalogue: CHBQ-3575 BLACK | 2 | 0% | 2 | EA | 0 | 0 | 50 | 0 | 0 | 0 | 0 | 0 | 0
475 |  |  | R10 - 2x4 RECESSED TROFFER Manufacturer: PREMISE Model: FPH3 Catalogue: FPH3-2440-P-40-3 | 15 | 0% | 15 | EA | 0 | 0 | 50 | 0 | 0 | 0 | 0 | 0 | 0
476 |  |  | R10 EM- 2x4 RECESSED TROFFER Manufacturer: PREMISE Model: FPH3 Catalogue: FPH3-2440-P-40-3 | 3 | 0% | 3 | EA | 0 | 0 | 50 | 0 | 0 | 0 | 0 | 0 | 0
477 |  |  | H10 EM- HIGHBAY ROUND FIXTURE FOR PRODUCTION AREAS Manufacturer: EE LIGHTING Model: CHBQ Catalogue: CHBQ-3575 BLACK | 34 | 0% | 0 | EA | 0 | 0 | 50 | 0 | 0 | 0 | 0 | 0 | 0
478 |  |  | H10 - HIGHBAY ROUND FIXTURE FOR PRODUCTION AREAS Manufacturer: EE LIGHTING Model: CHBQ Catalogue: CHBQ-3575 BLACK | 80 | 0% | 0 | EA | 0 | 0 | 50 | 0 | 0 | 0 | 0 | 0 | 0
479 |  |  | K10 - 4' LINEAR VAPOUR TIGHT STRIP Manufacturer: EE LIGHTING Model: VTB2 Catalogue: VTB2-4-557D | 20 | 0% | 20 | EA | 0 | 0 | 50 | 0 | 0 | 0 | 0 | 0 | 0
480 |  |  | K10 EM- 4' LINEAR VAPOUR TIGHT STRIP Manufacturer: EE LIGHTING Model: VTB2 Catalogue: VTB2-4-557D | 11 | 0% | 11 | EA | 0 | 0 | 50 | 0 | 0 | 0 | 0 | 0 | 0
481 |  |  | X10 EM- EXIT SIGN - SINGLE FACE Manufacturer: BELUCE Model: STELLA RM Catalogue: SL-RM-ACDC-U-0LR-M-120/277 | 4 | 0% | 4 | EA | 0 | 0 | 50 | 0 | 0 | 0 | 0 | 0 | 0
482 |  |  | X11 EM- SAME AS 'X10' EXCEPT WITH LEFT / RIGHT / UP ARROW Manufacturer: BELUCE Model: STELLA RM Catalogue: SL-RM-ACDC-U-0LR-M-120/277 | 4 | 0% | 4 | EA | 0 | 0 | 50 | 0 | 0 | 0 | 0 | 0 | 0
483 |  |  | X12 EM- SAME AS 'X11' EXCEPT WITH DOUBLE FACE Manufacturer: BELUCE Model: STELLA RM Catalogue: SL-RM-ACDC-U-0LR-M-120/277 | 2 | 0% | 2 | EA | 0 | 0 | 50 | 0 | 0 | 0 | 0 | 0 | 0
484 |  |  | BU1 EM- BATTERY PACK C/W 2x MR-16 LED HEADS Manufacturer: BELUCE Model: NOVA Catalogue: NV-6-36-2BTMR-LED MR16-7W-120/277 | 8 | 0% | 8 | EA | 0 | 0 | 50 | 0 | 0 | 0 | 0 | 0 | 0
485 |  |  | E10 - DOUBLE REMOTE MR-16 LED HEAD Manufacturer: BELUCE Model: BTMR2 Catalogue: BTMR2-LEDMR16-7W-6V | 2 | 0% | 2 | EA | 0 | 0 | 50 | 0 | 0 | 0 | 0 | 0 | 0
486 |  |  | H10 - HIGHBAY ROUND FIXTURE FOR PRODUCTION AREAS Manufacturer: EE LIGHTING Model: CHBQ Catalogue: CHBQ-3575 BLACK | 110 | 0% | 0 | EA | 0 | 0 | 50 | 0 | 0 | 0 | 0 | 0 | 0
487 |  |  | H10 EM- HIGHBAY ROUND FIXTURE FOR PRODUCTION AREAS Manufacturer: EE LIGHTING Model: CHBQ Catalogue: CHBQ-3575 BLACK | 48 | 0% | 0 | EA | 0 | 0 | 50 | 0 | 0 | 0 | 0 | 0 | 0
488 |  |  | X10 EM- EXIT SIGN - SINGLE FACE Manufacturer: BELUCE Model: STELLA RM Catalogue: SL-RM-ACDC-U-0LR-M-120/277 | 6 | 0% | 6 | EA | 0 | 0 | 50 | 0 | 0 | 0 | 0 | 0 | 0
489 |  |  | X11 EM- SAME AS 'X10' EXCEPT WITH LEFT / RIGHT / UP ARROW Manufacturer: BELUCE Model: STELLA RM Catalogue: SL-RM-ACDC-U-0LR-M-120/277 | 6 | 0% | 6 | EA | 0 | 0 | 50 | 0 | 0 | 0 | 0 | 0 | 0
490 |  |  | X12 EM- SAME AS 'X11' EXCEPT WITH DOUBLE FACE Manufacturer: BELUCE Model: STELLA RM Catalogue: SL-RM-ACDC-U-0LR-M-120/277 | 4 | 0% | 4 | EA | 0 | 0 | 50 | 0 | 0 | 0 | 0 | 0 | 0
491 |  |  | BU1 EM- BATTERY PACK C/W 2x MR-16 LED HEADS Manufacturer: BELUCE Model: NOVA Catalogue: NV-6-36-2BTMR-LED MR16-7W-120/277 | 10 | 0% | 10 | EA | 0 | 0 | 50 | 0 | 0 | 0 | 0 | 0 | 0
492 |  |  | H10 - HIGHBAY ROUND FIXTURE FOR PRODUCTION AREAS Manufacturer: EE LIGHTING Model: CHBQ Catalogue: CHBQ-3575 BLACK | 149 | 0% | 0 | EA | 0 | 0 | 50 | 0 | 0 | 0 | 0 | 0 | 0
493 |  |  | H10 EM- HIGHBAY ROUND FIXTURE FOR PRODUCTION AREAS Manufacturer: EE LIGHTING Model: CHBQ Catalogue: CHBQ-3575 BLACK | 76 | 0% | 0 | EA | 0 | 0 | 50 | 0 | 0 | 0 | 0 | 0 | 0
494 |  |  | X10 - EXIT SIGN - SINGLE FACE Manufacturer: BELUCE Model: STELLA RM Catalogue: SL-RM-ACDC-U-0LR-M-120/277 | 7 | 0% | 7 | EA | 0 | 0 | 50 | 0 | 0 | 0 | 0 | 0 | 0
495 |  |  | X11 EM- SAME AS 'X10' EXCEPT WITH LEFT / RIGHT / UP ARROW Manufacturer: BELUCE Model: STELLA RM Catalogue: SL-RM-ACDC-U-0LR-M-120/277 | 13 | 0% | 13 | EA | 0 | 0 | 50 | 0 | 0 | 0 | 0 | 0 | 0
496 |  |  | X12 EM- SAME AS 'X11' EXCEPT WITH DOUBLE FACE Manufacturer: BELUCE Model: STELLA RM Catalogue: SL-RM-ACDC-U-0LR-M-120/277 | 13 | 0% | 13 | EA | 0 | 0 | 50 | 0 | 0 | 0 | 0 | 0 | 0
497 |  |  | BU1 - BATTERY PACK C/W 2x MR-16 LED HEADS Manufacturer: BELUCE Model: NOVA Catalogue: NV-6-36-2BTMR-LED MR16-7W-120/277 | 28 | 0% | 28 | EA | 0 | 0 | 50 | 0 | 0 | 0 | 0 | 0 | 0
498 |  |  | H10 - HIGHBAY ROUND FIXTURE FOR PRODUCTION AREAS Manufacturer: EE LIGHTING Model: CHBQ Catalogue: CHBQ-3575 BLACK | 248 | 0% | 0 | EA | 0 | 0 | 50 | 0 | 0 | 0 | 0 | 0 | 0
499 |  |  | H10 EM- HIGHBAY ROUND FIXTURE FOR PRODUCTION AREAS Manufacturer: EE LIGHTING Model: CHBQ Catalogue: CHBQ-3575 BLACK | 98 | 0% | 0 | EA | 0 | 0 | 50 | 0 | 0 | 0 | 0 | 0 | 0
500 |  |  | K10 - 4' LINEAR VAPOUR TIGHT STRIP Manufacturer: EE LIGHTING Model: VTB2 Catalogue: VTB2-4-557D | 11 | 0% | 11 | EA | 0 | 0 | 50 | 0 | 0 | 0 | 0 | 0 | 0
501 |  |  | K10 EM- 4' LINEAR VAPOUR TIGHT STRIP Manufacturer: EE LIGHTING Model: VTB2 Catalogue: VTB2-4-557D | 6 | 0% | 6 | EA | 0 | 0 | 50 | 0 | 0 | 0 | 0 | 0 | 0
502 |  |  | X10 - EXIT SIGN - SINGLE FACE Manufacturer: BELUCE Model: STELLA RM Catalogue: SL-RM-ACDC-U-0LR-M-120/277 | 10 | 0% | 10 | EA | 0 | 0 | 50 | 0 | 0 | 0 | 0 | 0 | 0
503 |  |  | X11 EM- SAME AS 'X10' EXCEPT WITH LEFT / RIGHT / UP ARROW Manufacturer: BELUCE Model: STELLA RM Catalogue: SL-RM-ACDC-U-0LR-M-120/277 | 17 | 0% | 17 | EA | 0 | 0 | 50 | 0 | 0 | 0 | 0 | 0 | 0
504 |  |  | X12 EM- SAME AS 'X11' EXCEPT WITH DOUBLE FACE Manufacturer: BELUCE Model: STELLA RM Catalogue: SL-RM-ACDC-U-0LR-M-120/277 | 16 | 0% | 0 | EA | 0 | 0 | 50 | 0 | 0 | 0 | 0 | 0 | 0
505 |  |  | BU1 - BATTERY PACK C/W 2x MR-16 LED HEADS Manufacturer: BELUCE Model: NOVA Catalogue: NV-6-36-2BTMR-LED MR16-7W-120/277 | 34 | 0% | 0 | EA | 0 | 0 | 50 | 0 | 0 | 0 | 0 | 0 | 0
506 |  |  | K10 - 4' LINEAR VAPOUR TIGHT STRIP Manufacturer: EE LIGHTING Model: VTB2 Catalogue: VTB2-4-557D | 10 | 0% | 0 | EA | 0 | 0 | 50 | 0 | 0 | 0 | 0 | 0 | 0
507 |  |  | K10 EM- 4' LINEAR VAPOUR TIGHT STRIP Manufacturer: EE LIGHTING Model: VTB2 Catalogue: VTB2-4-557D | 3 | 0% | 0 | EA | 0 | 0 | 50 | 0 | 0 | 0 | 0 | 0 | 0
508 |  |  | BU1 - BATTERY PACK C/W 2x MR-16 LED HEADS Manufacturer: BELUCE Model: NOVA Catalogue: NV-6-36-2BTMR-LED MR16-7W-120/277 | 2 | 0% | 2 | EA | 0 | 0 | 50 | 0 | 0 | 0 | 0 | 0 | 0
509 |  |  | H10 - HIGHBAY ROUND FIXTURE FOR PRODUCTION AREAS Manufacturer: EE LIGHTING Model: CHBQ Catalogue: CHBQ-3575 BLACK | 59 | 0% | 0 | EA | 0 | 0 | 50 | 0 | 0 | 0 | 0 | 0 | 0
510 |  |  | H10 EM- HIGHBAY ROUND FIXTURE FOR PRODUCTION AREAS Manufacturer: EE LIGHTING Model: CHBQ Catalogue: CHBQ-3575 BLACK | 14 | 0% | 0 | EA | 0 | 0 | 50 | 0 | 0 | 0 | 0 | 0 | 0
511 |  |  | BU1 EM- BATTERY PACK C/W 2x MR-16 LED HEADS Manufacturer: BELUCE Model: NOVA Catalogue: NV-6-36-2BTMR-LED MR16-7W-120/277 | 11 | 0% | 11 | EA | 0 | 0 | 50 | 0 | 0 | 0 | 0 | 0 | 0
512 |  |  | R10 - 2x4 RECESSED TROFFER Manufacturer: PREMISE Model: FPH3 Catalogue: FPH3-2440-P-40-3 | 5 | 0% | 5 | EA | 0 | 0 | 50 | 0 | 0 | 0 | 0 | 0 | 0
513 |  |  | R10 EM- 2x4 RECESSED TROFFER Manufacturer: PREMISE Model: FPH3 Catalogue: FPH3-2440-P-40-3 | 1 | 0% | 0 | EA | 0 | 0 | 50 | 0 | 0 | 0 | 0 | 0 | 0
514 |  |  | K10 EM- 4' LINEAR VAPOUR TIGHT STRIP Manufacturer: EE LIGHTING Model: VTB2 Catalogue: VTB2-4-557D | 2 | 0% | 0 | EA | 0 | 0 | 50 | 0 | 0 | 0 | 0 | 0 | 0
515 |  |  | K10 - 4' LINEAR VAPOUR TIGHT STRIP Manufacturer: EE LIGHTING Model: VTB2 Catalogue: VTB2-4-557D | 3 | 0% | 3 | EA | 0 | 0 | 50 | 0 | 0 | 0 | 0 | 0 | 0
516 |  |  | X10 EM- EXIT SIGN - SINGLE FACE Manufacturer: BELUCE Model: STELLA RM Catalogue: SL-RM-ACDC-U-0LR-M-120/277 | 4 | 0% | 4 | EA | 0 | 0 | 50 | 0 | 0 | 0 | 0 | 0 | 0
517 |  |  | X11 EM- SAME AS 'X10' EXCEPT WITH LEFT / RIGHT / UP ARROW Manufacturer: BELUCE Model: STELLA RM Catalogue: SL-RM-ACDC-U-0LR-M-120/277 | 2 | 0% | 2 | EA | 0 | 0 | 50 | 0 | 0 | 0 | 0 | 0 | 0
518 |  |  | X12 EM- SAME AS 'X11' EXCEPT WITH DOUBLE FACE Manufacturer: BELUCE Model: STELLA RM Catalogue: SL-RM-ACDC-U-0LR-M-120/277 | 5 | 0% | 0 | EA | 0 | 0 | 50 | 0 | 0 | 0 | 0 | 0 | 0
519 |  |  | K10 - 4' LINEAR VAPOUR TIGHT STRIP Manufacturer: EE LIGHTING Model: VTB2 Catalogue: VTB2-4-557D | 8 | 0% | 0 | EA | 0 | 0 | 50 | 0 | 0 | 0 | 0 | 0 | 0
520 |  |  | E10 - DOUBLE REMOTE MR-16 LED HEAD Manufacturer: BELUCE Model: BTMR2 Catalogue: BTMR2-LEDMR16-7W-6V | 2 | 0% | 0 | EA | 0 | 0 | 50 | 0 | 0 | 0 | 0 | 0 | 0
521 |  |  | W1 - EXTERIOR WALL MOUNT Manufacturer: PREMISE Model: WP7 Catalogue: WP7-80W-4000K-1 | 3 | 0% | 3 | EA | 0 | 0 | 50 | 0 | 0 | 0 | 0 | 0 | 0
522 |  |  | BU1 - BATTERY PACK C/W 2x MR-16 LED HEADS Manufacturer: BELUCE Model: NOVA Catalogue: NV-6-36-2BTMR-LED MR16-7W-120/277 | 1 | 0% | 1 | EA | 0 | 0 | 50 | 0 | 0 | 0 | 0 | 0 | 0
POWER
523 |  |  | Disconnect Switch | 7 | 0% | 7 | EA | 0 | 0 | 50 | 0 | 0 | 0 | 0 | 0 | 0
524 |  |  | Duplex Receptical Standard, 20A | 14 | 0% | 14 | EA | 0 | 0 | 50 | 0 | 0 | 0 | 0 | 0 | 0
525 |  |  | Door Operator Push Button | 1 | 0% | 1 | EA | 0 | 0 | 50 | 0 | 0 | 0 | 0 | 0 | 0
526 |  |  | Direct Connection (Control ) | 5 | 0% | 5 | EA | 0 | 0 | 50 | 0 | 0 | 0 | 0 | 0 | 0
527 |  |  | Direct Connection | 7 | 0% | 7 | EA | 0 | 0 | 50 | 0 | 0 | 0 | 0 | 0 | 0
528 |  |  | Starter for SF-Warehouse | 2 | 0% | 0 | EA | 0 | 0 | 50 | 0 | 0 | 0 | 0 | 0 | 0
529 |  |  | Disconnect Switch | 56 | 0% | 56 | EA | 0 | 0 | 50 | 0 | 0 | 0 | 0 | 0 | 0
530 |  |  | Duplex Receptical Standard, 20A | 58 | 0% | 58 | EA | 0 | 0 | 50 | 0 | 0 | 0 | 0 | 0 | 0
531 |  |  | GFCI Duplex Receptacle 20A, Plug Load Control | 1 | 0% | 1 | EA | 0 | 0 | 50 | 0 | 0 | 0 | 0 | 0 | 0
532 |  |  | Door Operator Push Button | 1 | 0% | 1 | EA | 0 | 0 | 50 | 0 | 0 | 0 | 0 | 0 | 0
533 |  |  | Direct Connection (Burner Control PNL ) | 2 | 0% | 2 | EA | 0 | 0 | 50 | 0 | 0 | 0 | 0 | 0 | 0
534 |  |  | Direct Connection (Lighting ) | 3 | 0% | 0 | EA | 0 | 0 | 50 | 0 | 0 | 0 | 0 | 0 | 0
535 |  |  | Direct Connection (Control ) | 10 | 0% | 10 | EA | 0 | 0 | 50 | 0 | 0 | 0 | 0 | 0 | 0
536 |  |  | Direct Connection | 10 | 0% | 10 | EA | 0 | 0 | 50 | 0 | 0 | 0 | 0 | 0 | 0
537 |  |  | Panel Board | 2 | 0% | 2 | EA | 0 | 0 | 50 | 0 | 0 | 0 | 0 | 0 | 0
538 |  |  | Disconnect Switch | 11 | 0% | 11 | EA | 0 | 0 | 50 | 0 | 0 | 0 | 0 | 0 | 0
539 |  |  | Duplex Receptical Standard, 20A | 74 | 0% | 74 | EA | 0 | 0 | 50 | 0 | 0 | 0 | 0 | 0 | 0
540 |  |  | Door Operator Push Button | 5 | 0% | 5 | EA | 0 | 0 | 50 | 0 | 0 | 0 | 0 | 0 | 0
541 |  |  | Direct Connection (Burner Control PNL ) | 3 | 0% | 3 | EA | 0 | 0 | 50 | 0 | 0 | 0 | 0 | 0 | 0
542 |  |  | Direct Connection (Lighting ) | 3 | 0% | 0 | EA | 0 | 0 | 50 | 0 | 0 | 0 | 0 | 0 | 0
543 |  |  | Direct Connection (Control ) | 3 | 0% | 3 | EA | 0 | 0 | 50 | 0 | 0 | 0 | 0 | 0 | 0
544 |  |  | Direct Connection | 15 | 0% | 15 | EA | 0 | 0 | 50 | 0 | 0 | 0 | 0 | 0 | 0
545 |  |  | Disconnect Switch | 6 | 0% | 6 | EA | 0 | 0 | 50 | 0 | 0 | 0 | 0 | 0 | 0
546 |  |  | Duplex Receptical Standard, 20A | 68 | 0% | 68 | EA | 0 | 0 | 50 | 0 | 0 | 0 | 0 | 0 | 0
547 |  |  | Motor, Air Curtain -1 | 1 | 0% | 1 | EA | 0 | 0 | 50 | 0 | 0 | 0 | 0 | 0 | 0
548 |  |  | Motor, HVAC-Tire Assembly- 1A | 5 | 0% | 5 | EA | 0 | 0 | 50 | 0 | 0 | 0 | 0 | 0 | 0
549 |  |  | Direct Connection (Burner Control PNL ) | 2 | 0% | 0 | EA | 0 | 0 | 50 | 0 | 0 | 0 | 0 | 0 | 0
550 |  |  | Direct Connection (Lighting ) | 2 | 0% | 2 | EA | 0 | 0 | 50 | 0 | 0 | 0 | 0 | 0 | 0
551 |  |  | Direct Connection (Control ) | 2 | 0% | 2 | EA | 0 | 0 | 50 | 0 | 0 | 0 | 0 | 0 | 0
552 |  |  | Disconnect Switch | 62 | 0% | 62 | EA | 0 | 0 | 50 | 0 | 0 | 0 | 0 | 0 | 0
553 |  |  | Duplex Receptical Standard, 20A | 176 | 0% | 176 | EA | 0 | 0 | 50 | 0 | 0 | 0 | 0 | 0 | 0
554 |  |  | Door Operator Push Button | 3 | 0% | 3 | EA | 0 | 0 | 50 | 0 | 0 | 0 | 0 | 0 | 0
555 |  |  | Electric Unit Heater | 1 | 0% | 1 | EA | 0 | 0 | 50 | 0 | 0 | 0 | 0 | 0 | 0
556 |  |  | Hand Dryer | 2 | 0% | 0 | EA | 0 | 0 | 50 | 0 | 0 | 0 | 0 | 0 | 0
557 |  |  | Control Transfarmer | 2 | 0% | 2 | EA | 0 | 0 | 50 | 0 | 0 | 0 | 0 | 0 | 0
558 |  |  | Input/Output Replay | 1 | 0% | 1 | EA | 0 | 0 | 50 | 0 | 0 | 0 | 0 | 0 | 0
559 |  |  | Supervised Valve | 1 | 0% | 1 | EA | 0 | 0 | 50 | 0 | 0 | 0 | 0 | 0 | 0
560 |  |  | Direct Connection (Burner Control PNL ) | 9 | 0% | 9 | EA | 0 | 0 | 50 | 0 | 0 | 0 | 0 | 0 | 0
561 |  |  | Direct Connection (Lighting ) | 9 | 0% | 9 | EA | 0 | 0 | 50 | 0 | 0 | 0 | 0 | 0 | 0
562 |  |  | Direct Connection (Control ) | 18 | 0% | 18 | EA | 0 | 0 | 50 | 0 | 0 | 0 | 0 | 0 | 0
563 |  |  | Direct Connection | 20 | 0% | 0 | EA | 0 | 0 | 50 | 0 | 0 | 0 | 0 | 0 | 0
564 |  |  | Panelboard | 12 | 0% | 12 | EA | 0 | 0 | 50 | 0 | 0 | 0 | 0 | 0 | 0
565 |  |  | Disconnect Switch | 2 | 0% | 2 | EA | 0 | 0 | 50 | 0 | 0 | 0 | 0 | 0 | 0
566 |  |  | Duplex Receptical Standard, 20A | 6 | 0% | 6 | EA | 0 | 0 | 50 | 0 | 0 | 0 | 0 | 0 | 0
567 |  |  | Electric Heater | 2 | 0% | 2 | EA | 0 | 0 | 50 | 0 | 0 | 0 | 0 | 0 | 0
568 |  |  | Panelboard | 1 | 0% | 1 | EA | 0 | 0 | 50 | 0 | 0 | 0 | 0 | 0 | 0
569 |  |  | Disconnect Switch | 10 | 0% | 10 | EA | 0 | 0 | 50 | 0 | 0 | 0 | 0 | 0 | 0
570 |  |  | Duplex Receptical Standard, 20A | 58 | 0% | 58 | EA | 0 | 0 | 50 | 0 | 0 | 0 | 0 | 0 | 0
571 |  |  | GFCI Duplex Recetacle | 3 | 0% | 3 | EA | 0 | 0 | 50 | 0 | 0 | 0 | 0 | 0 | 0
572 |  |  | Hand Dryer | 2 | 0% | 2 | EA | 0 | 0 | 50 | 0 | 0 | 0 | 0 | 0 | 0
573 |  |  | Control Transfarmer | 2 | 0% | 2 | EA | 0 | 0 | 50 | 0 | 0 | 0 | 0 | 0 | 0
574 |  |  | Direct Connection (Burner Control PNL ) | 1 | 0% | 1 | EA | 0 | 0 | 50 | 0 | 0 | 0 | 0 | 0 | 0
575 |  |  | Direct Connection (Lighting ) | 1 | 0% | 1 | EA | 0 | 0 | 50 | 0 | 0 | 0 | 0 | 0 | 0
576 |  |  | Direct Connection (Control ) | 1 | 0% | 1 | EA | 0 | 0 | 50 | 0 | 0 | 0 | 0 | 0 | 0
577 |  |  | Direct Connection | 2 | 0% | 2 | EA | 0 | 0 | 50 | 0 | 0 | 0 | 0 | 0 | 0
578 |  |  | Starter for SF-Warehouse | 2 | 0% | 2 | EA | 0 | 0 | 50 | 0 | 0 | 0 | 0 | 0 | 0
579 |  |  | DUplex Receptacle | 6 | 0% | 6 | EA | 0 | 0 | 50 | 0 | 0 | 0 | 0 | 0 | 0
580 |  |  | 100A Disconnect Switch | 1 | 0% | 1 | EA | 0 | 0 | 50 | 0 | 0 | 0 | 0 | 0 | 0
581 |  |  | Double Way Switch | 2 | 0% | 2 | EA | 0 | 0 | 50 | 0 | 0 | 0 | 0 | 0 | 0
582 |  |  | 200A Tie Btreaker | 1 | 0% | 1 | EA | 0 | 0 | 50 | 0 | 0 | 0 | 0 | 0 | 0
583 |  |  | 69KV 1200A Circuit Switcher Series 2000 Model 2030 | 1 | 0% | 1 | EA | 0 | 0 | 50 | 0 | 0 | 0 | 0 | 0 | 0
584 |  |  | 46 KV 3 Pole Double Break Integer Alduti-Rupter Switch | 2 | 0% | 2 | EA | 0 | 0 | 50 | 0 | 0 | 0 | 0 | 0 | 0
585 |  |  | S&C Switch Oprator Type AS-1A | 1 | 0% | 1 | EA | 0 | 0 | 50 | 0 | 0 | 0 | 0 | 0 | 0
586 |  |  | CT/PT Primary Metering Unit | 1 | 0% | 1 | EA | 0 | 0 | 50 | 0 | 0 | 0 | 0 | 0 | 0
587 |  |  | 10MVA 44KV-4160V Transformer | 1 | 0% | 1 | EA | 0 | 0 | 50 | 0 | 0 | 0 | 0 | 0 | 0
588 |  |  | 300A Fuse | 4 | 0% | 4 | EA | 0 | 0 | 50 | 0 | 0 | 0 | 0 | 0 | 0
589 |  |  | Control Power Transformer | 1 | 0% | 1 | EA | 0 | 0 | 50 | 0 | 0 | 0 | 0 | 0 | 0
PANEL
590 |  | Panel CB-PP-1 | Panel CB-PP-1: 100A, 120/208V, 3Ph, 4W, Mains: MCB, 22KAIC, 24 Poles, NEMA 12 | 1 | 0% | 1 | EA | 0 | 0 | 50 | 0 | 0 | 0 | 0 | 0 | 0
591 |  | Panel RA-PP-2 | Panel RA-PP-2: 100A, 120/208V, 3Ph, 4W, Mains: MCB, 22KAIC, 24 Poles, Surface Mounted, NEMA 12 | 1 | 0% | 1 | EA | 0 | 0 | 50 | 0 | 0 | 0 | 0 | 0 | 0
592 |  | Panel EXT-PDP-1Main | Panel EXT-PDP-1 Main: 400A NEMA Type: NEMA 12 Volts: 3 Phase, 3 W | 1 | 0% | 1 | EA | 0 | 0 | 50 | 0 | 0 | 0 | 0 | 0 | 0
593 |  | Panel EXT-PDP-2Main | Panel EXT-PDP-2 Main: 400A NEMA Type: NEMA 12 Volts: 3 Phase, 3 W | 1 | 0% | 1 | EA | 0 | 0 | 50 | 0 | 0 | 0 | 0 | 0 | 0
594 |  | Panel CUT-PDP-1Main | Panel CUT-PDP-1 Main: 600A NEMA Type: NEMA 12 Volts: 3 Phase, 3 W | 1 | 0% | 1 | EA | 0 | 0 | 50 | 0 | 0 | 0 | 0 | 0 | 0
595 |  | Panel CUT-PDP-2Main | Panel CUT-PDP-2 Main: 600A NEMA Type: NEMA 12 Volts: 3 Phase, 3 W | 1 | 0% | 1 | EA | 0 | 0 | 50 | 0 | 0 | 0 | 0 | 0 | 0
596 |  | Panel CUT-PP-1 Main | Panel CUT-PP-1 Main: 100A NEMA Type: NEMA 12 Volts: 3 Phase, 4 W | 1 | 0% | 1 | EA | 0 | 0 | 50 | 0 | 0 | 0 | 0 | 0 | 0
597 |  | Panel EXT-PP-1Main | Panel EXT-PP-1 Main: 100A NEMA Type: NEMA 12 Volts: 3 Phase, 4 W | 1 | 0% | 1 | EA | 0 | 0 | 50 | 0 | 0 | 0 | 0 | 0 | 0
598 |  | Panel EXT-PP-2Main | Panel EXT-PP-2 Main: 100A NEMA Type: NEMA 12 Volts: 3 Phase, 4 W | 1 | 0% | 1 | EA | 0 | 0 | 50 | 0 | 0 | 0 | 0 | 0 | 0
599 |  | Panel EXT-PP-3Main | Panel EXT-PP-3 Main: 100A NEMA Type: NEMA 12 Volts: 3 Phase, 4 W | 1 | 0% | 1 | EA | 0 | 0 | 50 | 0 | 0 | 0 | 0 | 0 | 0
600 |  | Panel EXT-PP-4Main | Panel EXT-PP-4 Main: 100A NEMA Type: NEMA 12 Volts: 3 Phase, 4 W | 1 | 0% | 1 | EA | 0 | 0 | 50 | 0 | 0 | 0 | 0 | 0 | 0
601 |  | Panel EXT-PP-5Main | Panel EXT-PP-5 Main: 100A NEMA Type: NEMA 12 Volts: 3 Phase, 4 W | 1 | 0% | 6 | EA | 0 | 0 | 50 | 0 | 0 | 0 | 0 | 0 | 0
602 |  | Panel EXT-PP-6Main | Panel EXT-PP-6 Main: 100A NEMA Type: NEMA 12 Volts: 3 Phase, 4 W | 1 | 0% | 6 | EA | 0 | 0 | 50 | 0 | 0 | 0 | 0 | 0 | 0
603 |  | Panel EXT-PP-7Main | Panel EXT-PP-7 Main: 100A NEMA Type: NEMA 12 Volts: 3 Phase, 4 W | 1 | 0% | 4 | EA | 0 | 0 | 50 | 0 | 0 | 0 | 0 | 0 | 0
604 |  | Panel LP-EM-1Main | Panel LP-EM-1 Main: 125A NEMA Type: NEMA 1 Volts: 3 Phase, 4 W | 1 | 0% | 2 | EA | 0 | 0 | 50 | 0 | 0 | 0 | 0 | 0 | 0
605 |  | Panel LP-EM-2Main | Panel LP-EM-1 Main: 125A NEMA Type: NEMA 1 Volts: 3 Phase, 4 W | 1 | 0% | 5 | EA | 0 | 0 | 50 | 0 | 0 | 0 | 0 | 0 | 0
606 |  | Panel LP-EM-3Main | Panel LP-EM-1 Main: 125A NEMA Type: NEMA 1 Volts: 3 Phase, 4 W | 1 | 0% | 1 | EA | 0 | 0 | 50 | 0 | 0 | 0 | 0 | 0 | 0
607 |  | Panel LP-EM-4Main | Panel LP-EM-1 Main: 125A NEMA Type: NEMA 1 Volts: 3 Phase, 4 W | 1 | 0% | 1 | EA | 0 | 0 | 50 | 0 | 0 | 0 | 0 | 0 | 0
608 |  | Panel LP-EM-EX-1Main | Panel LP-EM-EX-1 Main: 100A NEMA Type: NEMA 12 Volts: 3 Phase, 4 W | 1 | 0% | 1 | EA | 0 | 0 | 50 | 0 | 0 | 0 | 0 | 0 | 0
609 |  | Shore Power PanelMain | Shore Power Panel Main: 60A NEMA Type: NEMA 3R Volts: 1 Phase, 3 W | 1 | 0% | 1 | EA | 0 | 0 | 50 | 0 | 0 | 0 | 0 | 0 | 0
610 |  | Panel EXT-PDP-2Main | Panel EXT-PDP-2 Main: 400A NEMA Type: NEMA 12 Volts: 3 Phase, 3 W | 1 | 0% | 1 | EA | 0 | 0 | 50 | 0 | 0 | 0 | 0 | 0 | 0
611 |  | Panel CUT-PDP-1Main | Panel CUT-PDP-1 Main: 600A NEMA Type: NEMA 12 Volts: 3 Phase, 3 W | 1 | 0% | 1 | EA | 0 | 0 | 50 | 0 | 0 | 0 | 0 | 0 | 0
612 |  | Panel FF-PDP-1 (91-Dr2s) | Panel FF-PDP-1 (91-Dz2S): 400A, 600V, 3Ph, 3W, Mains: MLO, 35KAIC, 30 Poles | 1 | 0% | 1 | EA | 0 | 0 | 50 | 0 | 0 | 0 | 0 | 0 | 0
613 |  | Panel FF-PDP-2 (84-JzS) | Panel FF-PDP-2 (84-JzS): 400A, 600V, 3Ph, 3W, Mains: MLO, 35KAIC, 30 Poles` | 1 | 0% | 1 | EA | 0 | 0 | 50 | 0 | 0 | 0 | 0 | 0 | 0
614 |  | Panel LP-EM-4Main | Panel LP-EM-4 Main: 100A NEMA Type: NEMA 3R Volts: 3 Phase, 4 W | 1 | 0% | 1 | EA | 0 | 0 | 50 | 0 | 0 | 0 | 0 | 0 | 0
615 |  | Panel TA-PDP-1Main | Panel TA-PDP-1 Main: 400A NEMA Type: NEMA 12 Volts: 3 Phase, 3 W | 1 | 0% | 1 | EA | 0 | 0 | 50 | 0 | 0 | 0 | 0 | 0 | 0
616 |  | Panel TA-PDP-2Main | Panel TA-PDP-2 Main: 400A NEMA Type: NEMA 12 Volts: 3 Phase, 3 W | 1 | 0% | 1 | EA | 0 | 0 | 50 | 0 | 0 | 0 | 0 | 0 | 0
617 |  | Panel TA-PP-1Main | Panel TA-PP-1 Main: 100A NEMA Type: NEMA 12 Volts: 3 Phase, 3 W | 1 | 0% | 1 | EA | 0 | 0 | 50 | 0 | 0 | 0 | 0 | 0 | 0
618 |  | Panel TA-PP-2Main | Panel TA-PP-2 Main: 100A NEMA Type: NEMA 12 Volts: 3 Phase, 3 W | 1 | 0% | 1 | EA | 0 | 0 | 50 | 0 | 0 | 0 | 0 | 0 | 0
619 |  | Panel TA-PP-3Main | Panel TA-PP-3 Main: 100A NEMA Type: NEMA 12 Volts: 3 Phase, 3 W | 1 | 0% | 1 | EA | 0 | 0 | 50 | 0 | 0 | 0 | 0 | 0 | 0
620 |  | Panel TA-PP-4Main | Panel TA-PP-4 Main: 100A NEMA Type: NEMA 12 Volts: 3 Phase, 3 W | 1 | 0% | 1 | EA | 0 | 0 | 50 | 0 | 0 | 0 | 0 | 0 | 0
621 |  | Panel CUT-PDP-1 (38Y-GzS) | Panel CUT-PDP-1 (38Y-GzS): 400A, 120/208V, 3Ph, 3W, Mains: MLO, 35KAIC, 30 Poles, Surface Mounted, NEMA 12 | 1 | 0% | 1 | EA | 0 | 0 | 50 | 0 | 0 | 0 | 0 | 0 | 0
622 |  | Panel FF-PDP-1Main | Panel FF-PDP-1 Main: 400A NEMA Type: NEMA 12 Volts: 3 Phase, 3 W | 1 | 0% | 1 | EA | 0 | 0 | 50 | 0 | 0 | 0 | 0 | 0 | 0
623 |  | Panel CUR-PDP-1Main | Panel CUR-PDP-1 Main: 600A NEMA Type: NEMA 12 Volts: 3 Phase, 3 W | 1 | 0% | 1 | EA | 0 | 0 | 50 | 0 | 0 | 0 | 0 | 0 | 0
624 |  | Panel CUR-PDP-2Main | Panel CUR-PDP-2 Main: 600A NEMA Type: NEMA 12 Volts: 3 Phase, 3 W | 1 | 0% | 1 | EA | 0 | 0 | 50 | 0 | 0 | 0 | 0 | 0 | 0
625 |  | Panel FF-PDP-2Main | Panel FF-PDP-2 Main: 400A NEMA Type: NEMA 12 Volts: 3 Phase, 3 W | 1 | 0% | 1 | EA | 0 | 0 | 50 | 0 | 0 | 0 | 0 | 0 | 0
626 |  | Panel FF-PP-1Main | Panel FF-PP-1 Main: 60A NEMA Type: NEMA 12 Volts: 3 Phase, 4 W | 1 | 0% | 1 | EA | 0 | 0 | 50 | 0 | 0 | 0 | 0 | 0 | 0
627 |  | Panel FF-PP-2Main | Panel FF-PP-2 Main: 60A NEMA Type: NEMA 12 Volts: 3 Phase, 4 W | 1 | 0% | 1 | EA | 0 | 0 | 50 | 0 | 0 | 0 | 0 | 0 | 0
628 |  | Panel FF-PP-3Main | Panel FF-PP-3 Main: 100A NEMA Type: NEMA 12 Volts: 3 Phase, 4 W | 1 | 0% | 1 | EA | 0 | 0 | 50 | 0 | 0 | 0 | 0 | 0 | 0
629 |  | Panel FF-PP-4Main | Panel FF-PP-4 Main: 100A NEMA Type: NEMA 12 Volts: 3 Phase, 4 W | 1 | 0% | 1 | EA | 0 | 0 | 50 | 0 | 0 | 0 | 0 | 0 | 0
630 |  | Panel FF-PP-5Main | Panel FF-PP-5 Main: 100A NEMA Type: NEMA 12 Volts: 3 Phase, 4 W | 1 | 0% | 1 | EA | 0 | 0 | 50 | 0 | 0 | 0 | 0 | 0 | 0
631 |  | Panel FF-PP-6Main | Panel FF-PP-6 Main: 60A NEMA Type: NEMA 12 Volts: 3 Phase, 4 W | 1 | 0% | 1 | EA | 0 | 0 | 50 | 0 | 0 | 0 | 0 | 0 | 0
632 |  | Panel CUR-PDP-3Main | Panel CUR-PDP-3 Main: 800A NEMA Type: NEMA 12 Volts: 3 Phase, 3 W | 1 | 0% | 1 | EA | 0 | 0 | 50 | 0 | 0 | 0 | 0 | 0 | 0
633 |  | Panel CUR-PDP-4Main | Panel CUR-PDP-4 Main: 800A NEMA Type: NEMA 12 Volts: 3 Phase, 3 W | 1 | 0% | 1 | EA | 0 | 0 | 50 | 0 | 0 | 0 | 0 | 0 | 0
634 |  | Panel CUR-PDP-5Main | Panel CUR-PDP-5 Main: 800A NEMA Type: NEMA 12 Volts: 3 Phase, 3 W | 1 | 0% | 1 | EA | 0 | 0 | 50 | 0 | 0 | 0 | 0 | 0 | 0
635 |  | Panel CUR-PDP-6Main | Panel CUR-PDP-6 Main: 800A NEMA Type: NEMA 12 Volts: 3 Phase, 3 W | 1 | 0% | 1 | EA | 0 | 0 | 50 | 0 | 0 | 0 | 0 | 0 | 0
636 |  | Panel CUR-PDP-7Main | Panel CUR-PDP-7 Main: 800A NEMA Type: NEMA 12 Volts: 3 Phase, 3 W | 1 | 0% | 1 | EA | 0 | 0 | 50 | 0 | 0 | 0 | 0 | 0 | 0
637 |  | Panel CUR-PP-1Main | Panel CUR-PP-1 Main: 100A NEMA Type: NEMA 12 Volts: 3 Phase, 4 W | 1 | 0% | 1 | EA | 0 | 0 | 50 | 0 | 0 | 0 | 0 | 0 | 0
638 |  | Panel CUR-PP-2Main | Panel CUR-PP-2 Main: 100A NEMA Type: NEMA 12 Volts: 3 Phase, 4 W | 1 | 0% | 1 | EA | 0 | 0 | 50 | 0 | 0 | 0 | 0 | 0 | 0
639 |  | Panel CUR-PP-3Main | Panel CUR-PP-3 Main: 100A NEMA Type: NEMA 12 Volts: 3 Phase, 4 W | 1 | 0% | 1 | EA | 0 | 0 | 50 | 0 | 0 | 0 | 0 | 0 | 0
640 |  | Panel CUR-PP-4Main | Panel CUR-PP-4 Main: 100A NEMA Type: NEMA 12 Volts: 3 Phase, 4 W | 1 | 0% | 1 | EA | 0 | 0 | 50 | 0 | 0 | 0 | 0 | 0 | 0
641 |  | Panel CUR-PP-5Main | Panel CUR-PP-5 Main: 100A NEMA Type: NEMA 12 Volts: 3 Phase, 4 W | 1 | 0% | 1 | EA | 0 | 0 | 50 | 0 | 0 | 0 | 0 | 0 | 0
642 |  | Panel CUR-PP-6Main | Panel CUR-PP-6 Main: 100A NEMA Type: NEMA 12 Volts: 3 Phase, 4 W | 1 | 0% | 1 | EA | 0 | 0 | 50 | 0 | 0 | 0 | 0 | 0 | 0
643 |  | Panel 4-PDP-1Main | Panel 4-PDP-1 Main: 400A NEMA Type: NEMA 12 Volts: 3 Phase, 3 W | 1 | 0% | 1 | EA | 0 | 0 | 50 | 0 | 0 | 0 | 0 | 0 | 0
644 |  | Panel 4-PP-1Main | Panel 4-PP-1 Main: 100A NEMA Type: NEMA 12 Volts: 3 Phase, 4 W | 1 | 0% | 1 | EA | 0 | 0 | 50 | 0 | 0 | 0 | 0 | 0 | 0
645 |  | Panel 4-PP-2Main | Panel 4-PP-2 Main: 100A NEMA Type: NEMA 12 Volts: 3 Phase, 4 W | 1 | 0% | 1 | EA | 0 | 0 | 50 | 0 | 0 | 0 | 0 | 0 | 0
646 |  | Panel 4-PP-3Main | Panel 4-PP-3 Main: 100A NEMA Type: NEMA 12 Volts: 3 Phase, 4 W | 1 | 0% | 1 | EA | 0 | 0 | 50 | 0 | 0 | 0 | 0 | 0 | 0
647 |  | Panel LP-EM-3Main | Panel LP-EM-3 Main: 125A NEMA Type: NEMA 1 Volts: 3 Phase, 4 W | 1 | 0% | 1 | EA | 0 | 0 | 50 | 0 | 0 | 0 | 0 | 0 | 0
648 |  | Panel SUB3-PP-1Main | Panel SUB3-PP-1 Main: 100A NEMA Type: NEMA 12 Volts: 3 Phase, 4 W | 1 | 0% | 1 | EA | 0 | 0 | 50 | 0 | 0 | 0 | 0 | 0 | 0
649 |  |  | 1P/15A Breaker | 2 | 0% | 2 | EA | 0 | 0 | 50 | 0 | 0 | 0 | 0 | 0 | 0
650 |  |  | 1P/20A Breaker | 38 | 0% | 38 | EA | 0 | 0 | 50 | 0 | 0 | 0 | 0 | 0 | 0
651 |  |  | 1P/20A GFCI Breaker | 2 | 0% | 2 | EA | 0 | 0 | 50 | 0 | 0 | 0 | 0 | 0 | 0
652 |  |  | 2P/15A Breaker | 1 | 0% | 1 | EA | 0 | 0 | 50 | 0 | 0 | 0 | 0 | 0 | 0
653 |  |  | 2P/25A Breaker | 1 | 0% | 1 | EA | 0 | 0 | 50 | 0 | 0 | 0 | 0 | 0 | 0
654 |  |  | 2P/40A Breaker | 1 | 0% | 1 | EA | 0 | 0 | 50 | 0 | 0 | 0 | 0 | 0 | 0
655 |  |  | 3P/100A MCB | 2 | 0% | 2 | EA | 0 | 0 | 50 | 0 | 0 | 0 | 0 | 0 | 0
656 |  |  | 3P/100AS/100AF Breaker | 4 | 0% | 4 | EA | 0 | 0 | 50 | 0 | 0 | 0 | 0 | 0 | 0
657 |  |  | 3P/150AS/150AF Breaker | 2 | 0% | 2 | EA | 0 | 0 | 50 | 0 | 0 | 0 | 0 | 0 | 0
658 |  |  | 3P/200AS/200AF Breaker | 5 | 0% | 5 | EA | 0 | 0 | 50 | 0 | 0 | 0 | 0 | 0 | 0
659 |  |  | 3P/250AS/250AF Breaker | 1 | 0% | 1 | EA | 0 | 0 | 50 | 0 | 0 | 0 | 0 | 0 | 0
660 |  |  | 3P/30AS/30AF Breaker | 6 | 0% | 6 | EA | 0 | 0 | 50 | 0 | 0 | 0 | 0 | 0 | 0
661 |  |  | 3P/60AS/60AF Breaker | 6 | 0% | 6 | EA | 0 | 0 | 50 | 0 | 0 | 0 | 0 | 0 | 0
662 |  |  | 3P/125AS/125AF Breaker | 1 | 0% | 1 | EA | 0 | 0 | 50 | 0 | 0 | 0 | 0 | 0 | 0
663 |  |  | 3P/250AS/250AF Breaker | 2 | 0% | 2 | EA | 0 | 0 | 50 | 0 | 0 | 0 | 0 | 0 | 0
664 |  |  | 3P/200AS/200AF Breaker | 6 | 0% | 6 | EA | 0 | 0 | 50 | 0 | 0 | 0 | 0 | 0 | 0
665 |  |  | 3P/100AS/100AF Breaker | 3 | 0% | 3 | EA | 0 | 0 | 50 | 0 | 0 | 0 | 0 | 0 | 0
666 |  |  | 3P/60AS/60AF Breaker | 6 | 0% | 6 | EA | 0 | 0 | 50 | 0 | 0 | 0 | 0 | 0 | 0
667 |  |  | 3P/30AS/30AF Breaker | 6 | 0% | 6 | EA | 0 | 0 | 50 | 0 | 0 | 0 | 0 | 0 | 0
668 |  |  | 1P/15AS/15AF Breaker | 1 | 0% | 1 | EA | 0 | 0 | 50 | 0 | 0 | 0 | 0 | 0 | 0
669 |  |  | 3P/15AS/15AF Breaker | 4 | 0% | 4 | EA | 0 | 0 | 50 | 0 | 0 | 0 | 0 | 0 | 0
670 |  |  | 3P/225AS/225AF Breaker | 2 | 0% | 2 | EA | 0 | 0 | 50 | 0 | 0 | 0 | 0 | 0 | 0
671 |  |  | 3P/30AS/30AF Breaker | 2 | 0% | 2 | EA | 0 | 0 | 50 | 0 | 0 | 0 | 0 | 0 | 0
672 |  |  | 3P/60AS/60AF Breaker | 14 | 0% | 14 | EA | 0 | 0 | 50 | 0 | 0 | 0 | 0 | 0 | 0
673 |  |  | 3P/80AS/80AF Breaker | 5 | 0% | 5 | EA | 0 | 0 | 50 | 0 | 0 | 0 | 0 | 0 | 0
674 |  |  | 1P/15A Breaker | 4 | 0% | 4 | EA | 0 | 0 | 50 | 0 | 0 | 0 | 0 | 0 | 0
675 |  |  | 1P/20A Breaker | 184 | 0% | 184 | EA | 0 | 0 | 50 | 0 | 0 | 0 | 0 | 0 | 0
676 |  |  | 1P/20A GFCI Breaker | 7 | 0% | 7 | EA | 0 | 0 | 50 | 0 | 0 | 0 | 0 | 0 | 0
677 |  |  | 1P/30A Breaker | 50 | 0% | 50 | EA | 0 | 0 | 50 | 0 | 0 | 0 | 0 | 0 | 0
678 |  |  | 2P/15A Breaker | 2 | 0% | 2 | EA | 0 | 0 | 50 | 0 | 0 | 0 | 0 | 0 | 0
679 |  |  | 3P/20A Breaker | 1 | 0% | 1 | EA | 0 | 0 | 50 | 0 | 0 | 0 | 0 | 0 | 0
680 |  |  | 3P/30AS/30AF Breaker | 4 | 0% | 4 | EA | 0 | 0 | 50 | 0 | 0 | 0 | 0 | 0 | 0
681 |  |  | 3P/60AS/60AF Breaker | 4 | 0% | 4 | EA | 0 | 0 | 50 | 0 | 0 | 0 | 0 | 0 | 0
682 |  |  | 3P/100AS/100AF Breaker | 4 | 0% | 4 | EA | 0 | 0 | 50 | 0 | 0 | 0 | 0 | 0 | 0
683 |  |  | 3P/200AS/200AF Breaker | 9 | 0% | 9 | EA | 0 | 0 | 50 | 0 | 0 | 0 | 0 | 0 | 0
RACEWAY
684 |  |  | 36"x4"X, 7-10 11/16" Cable Tray | 39.61 | 0% | 0 | LF | 0 | 0 | 50 | 0 | 0 | 0 | 0 | 0 | 0
685 |  |  | 36"x4"X, 15'-5" Cable Tray | 257.87 | 0% | 0 | LF | 0 | 0 | 50 | 0 | 0 | 0 | 0 | 0 | 0
686 |  |  | 12"x4" Cable Tray | 2053 | 10% | 2258.3 | LF | 0 | 0 | 50 | 0 | 0 | 0 | 0 | 0 | 0
687 |  |  | 36"x4" Cable Tray | 750 | 10% | 825 | LF | 0 | 0 | 50 | 0 | 0 | 0 | 0 | 0 | 0
|  |  | SUBTOTAL | [12 empty] | 0
| 27 |  | DIVISION 27- COMMUNICATION
COMMUNICATION
688 |  |  | Low Voltage Data outlet | 5 | 0% | 5 | EA | 0 | 0 | 50 | 0 | 0 | 0 | 0 | 0 | 0
689 |  |  | Low Voltage Data outlet | 9 | 0% | 9 | EA | 0 | 0 | 50 | 0 | 0 | 0 | 0 | 0 | 0
690 |  |  | Low Voltage Data outlet | 98 | 0% | 98 | EA | 0 | 0 | 50 | 0 | 0 | 0 | 0 | 0 | 0
691 |  |  | Low Voltage Data outlet | 1 | 0% | 1 | EA | 0 | 0 | 50 | 0 | 0 | 0 | 0 | 0 | 0
|  |  | SUBTOTAL | [12 empty] | 0
| 28 |  | DIVISION 28- ELECTRONIC SAFETY AND SECURITY
FIRE ALARM
692 |  |  | Manual Pull Station | 3 | 0% | 3 | EA | 0 | 0 | 50 | 0 | 0 | 0 | 0 | 0 | 0
693 |  |  | Fire Alarm Speaker (Bull - Horn Style | 1 | 0% | 1 | EA | 0 | 0 | 50 | 0 | 0 | 0 | 0 | 0 | 0
694 |  |  | Fire Alarm Speaker Wall Mount | 1 | 0% | 1 | EA | 0 | 0 | 50 | 0 | 0 | 0 | 0 | 0 | 0
695 |  |  | OCCUPANCY SENSOR | 2 | 0% | 2 | EA | 0 | 0 | 50 | 0 | 0 | 0 | 0 | 0 | 0
696 |  |  | Manual Pull Station | 22 | 0% | 22 | EA | 0 | 0 | 50 | 0 | 0 | 0 | 0 | 0 | 0
697 |  |  | Smoke Detector | 9 | 0% | 9 | EA | 0 | 0 | 50 | 0 | 0 | 0 | 0 | 0 | 0
698 |  |  | Fire Alarm Speaker (Bull - Horn Style | 25 | 0% | 25 | EA | 0 | 0 | 50 | 0 | 0 | 0 | 0 | 0 | 0
699 |  |  | Fire Alarm Strobe (110 Cd) | 23 | 0% | 23 | EA | 0 | 0 | 50 | 0 | 0 | 0 | 0 | 0 | 0
700 |  |  | OCCUPANCY SENSOR | 5 | 0% | 5 | EA | 0 | 0 | 50 | 0 | 0 | 0 | 0 | 0 | 0
701 |  |  | Manual Pull Station | 18 | 0% | 18 | EA | 0 | 0 | 50 | 0 | 0 | 0 | 0 | 0 | 0
702 |  |  | Smoke Detector | 6 | 0% | 6 | EA | 0 | 0 | 50 | 0 | 0 | 0 | 0 | 0 | 0
703 |  |  | Fire Alarm Speaker (Bull - Horn Style | 30 | 0% | 30 | EA | 0 | 0 | 50 | 0 | 0 | 0 | 0 | 0 | 0
704 |  |  | Fire Alarm Strobe (110 Cd) | 30 | 0% | 30 | EA | 0 | 0 | 50 | 0 | 0 | 0 | 0 | 0 | 0
705 |  |  | Manual Pull Station | 21 | 0% | 21 | EA | 0 | 0 | 50 | 0 | 0 | 0 | 0 | 0 | 0
706 |  |  | Smoke Detector | 2 | 0% | 2 | EA | 0 | 0 | 50 | 0 | 0 | 0 | 0 | 0 | 0
707 |  |  | Fire Alarm Speaker (Bull - Horn Style) | 40 | 0% | 40 | EA | 0 | 0 | 50 | 0 | 0 | 0 | 0 | 0 | 0
708 |  |  | Fire Alarm Strobe (110 Cd) | 10 | 0% | 10 | EA | 0 | 0 | 50 | 0 | 0 | 0 | 0 | 0 | 0
709 |  |  | Manual Pull Station, "NC" Indicates Normally Closed Auxiliary Contacs, "ERT" Indicates Emergency Responce Team" | 36 | 0% | 36 | EA | 0 | 0 | 50 | 0 | 0 | 0 | 0 | 0 | 0
710 |  |  | Smoke Detector | 25 | 0% | 25 | EA | 0 | 0 | 50 | 0 | 0 | 0 | 0 | 0 | 0
711 |  |  | Fire Alarm Speaker (Bull - Horn Style | 76 | 0% | 76 | EA | 0 | 0 | 50 | 0 | 0 | 0 | 0 | 0 | 0
712 |  |  | Fire Alarm Speaker 15 cd | 3 | 0% | 3 | EA | 0 | 0 | 50 | 0 | 0 | 0 | 0 | 0 | 0
713 |  |  | Fire Alarm Strobe (110 Cd) | 94 | 0% | 94 | EA | 0 | 0 | 50 | 0 | 0 | 0 | 0 | 0 | 0
714 |  |  | Fire Alarm Strobe (30 cd) | 2 | 0% | 2 | EA | 0 | 0 | 50 | 0 | 0 | 0 | 0 | 0 | 0
715 |  |  | Heat Detector (Relay Base) | 1 | 0% | 1 | EA | 0 | 0 | 50 | 0 | 0 | 0 | 0 | 0 | 0
716 |  |  | Fire Alarm Speaker (Bull - Horn Style | 1 | 0% | 1 | EA | 0 | 0 | 50 | 0 | 0 | 0 | 0 | 0 | 0
717 |  |  | Fire Alarm Speaker 60 cd | 2 | 0% | 2 | EA | 0 | 0 | 50 | 0 | 0 | 0 | 0 | 0 | 0
718 |  |  | Fire Alarm Strobe (15 cd) | 2 | 0% | 2 | EA | 0 | 0 | 50 | 0 | 0 | 0 | 0 | 0 | 0
719 |  |  | OCCUPANCY SENSOR | 3 | 0% | 3 | EA | 0 | 0 | 50 | 0 | 0 | 0 | 0 | 0 | 0
720 |  |  | Manual Pull Station | 14 | 0% | 14 | EA | 0 | 0 | 50 | 0 | 0 | 0 | 0 | 0 | 0
721 |  |  | Smoke Detector | 3 | 0% | 3 | EA | 0 | 0 | 50 | 0 | 0 | 0 | 0 | 0 | 0
722 |  |  | Fire Alarm Speaker (Bull - Horn Style | 13 | 0% | 13 | EA | 0 | 0 | 50 | 0 | 0 | 0 | 0 | 0 | 0
723 |  |  | Fire Alarm Strobe (110 Cd) | 13 | 0% | 13 | EA | 0 | 0 | 50 | 0 | 0 | 0 | 0 | 0 | 0
724 |  |  | Fire Alarm Strobe (30 cd) | 1 | 0% | 1 | EA | 0 | 0 | 50 | 0 | 0 | 0 | 0 | 0 | 0
725 |  |  | Fire Alarm Strobe (15 cd) | 2 | 0% | 2 | EA | 0 | 0 | 50 | 0 | 0 | 0 | 0 | 0 | 0
726 |  |  | OCCUPANCY LIGHT SENSOR | 3 | 0% | 3 | EA | 0 | 0 | 50 | 0 | 0 | 0 | 0 | 0 | 0
727 |  |  | Manual Pull Station | 2 | 0% | 2 | EA | 0 | 0 | 50 | 0 | 0 | 0 | 0 | 0 | 0
728 |  |  | Smoke Detector | 4 | 0% | 4 | EA | 0 | 0 | 50 | 0 | 0 | 0 | 0 | 0 | 0
|  |  | SUBTOTAL | [12 empty] | 0
[7 empty] | TOTAL LABOR HOURS |  | 0 | TOTAL LABOR COST |  | 0 | TOTAL MATERIAL COST | 0
|  |  | TOTAL AMOUNT | [12 empty] | 0
|  |  | CONTIGENCIES (5%) | [7 empty] | 5% |  |  |  |  | 0
|  |  | OVERHEAD & PROFIT (15%) | [7 empty] | 15% |  |  |  |  | 0
|  |  | TAX (8.5%) | [7 empty] | 8.5% |  |  |  |  | 0
|  |  | PERFORMANCE AND PAYMENT BONDS | [7 empty] | 1.5% |  |  |  |  | 0
|  |  | TOTAL BASEBID | [12 empty] | 0

## MIXING BUILDING
DETAILED BREAKDOWN OF ITEMS
|  | PROJECT NAME | THE GOODYEAR TIRE & RUBBER COMPANY
|  | ADDRESS | NAPANEE, ONTARIOM CANADA
S# | CSI NO | Tag | DESCRIPTION | QTY. | Wastage | Qty w/ Waste | UNIT | UNIT LABOR HOUR | TOTAL LABOR HOUR | LABOR WAGE/ HOUR | UNIT LABOR COST | TOTAL LABOR COST | UNIT MATERIAL COST | TOTAL MATERIAL COST | UNIT PRICE (Labor & Material) | TRADE TOTAL
| 1 |  | DIVISION 01-GENERAL REQUIREMENTS
1 |  |  | Permits | 1 | 0% | 1 | LS | 0 | 0 | 0 | 0 | 0 | 0 | 0 | 0 | 0
2 |  |  | Supervision and Coordination | 1 | 0% | 1 | LS | 0 | 0 | 0 | 0 | 0 | 0 | 0 | 0
3 |  |  | Submittals and Shop drawings | 1 | 0% | 1 | LS | 0 | 0 | 0 | 0 | 0 | 0 | 0 | 0
4 |  |  | Final Cleaning | 1 | 0% | 1 | LS | 0 | 0 | 0 | 0 | 0 | 0 | 0 | 0
5 |  |  | Mobilization Costs | 1 | 0% | 1 | LS | 0 | 0 | 0 | 0 | 0 | 0 | 0 | 0
6 |  |  | Temporary Control & Facilities | 1 | 0% | 1 | LS | 0 | 0 | 0 | 0 | 0 | 0 | 0 | 0
7 |  |  | Scaffolding | 1 | 0% | 1 | LS | 0 | 0 | 0 | 0 | 0 | 0 | 0 | 0
|  |  | SUBTOTAL | [12 empty] | 0
| 23 |  | DIVISION 23- HVAC
DEMOLITION & RELOCATION
8 |  |  | EXISTING LOUVER AND HV UNIT TO BE REMOVED. EXISTING GAS PIPING TO BE CUT BACK TO HIGH LEVEL AND CAPPED | 1 | 0% | 1 | EA | 0 | 0 | 50 | 0 | 0 | 0 | 0 | 0 | 0
DUCTS
ROUND AND RECTANGULAR
9 |  |  | 24" SUPPLY AI DUCT | 131.21 | 5% | 137.7705 | LF | 0 | 0 | 50 | 0 | 0 | 0 | 0 | 0 | 0
10 |  |  | 24" SUPPLY AI DUCT | 56.45 | 5% | 59.2725 | LF | 0 | 0 | 50 | 0 | 0 | 0 | 0 | 0 | 0
11 |  |  | 24" SUPPLY AI DUCT | 446.09 | 5% | 468.3945 | LF | 0 | 0 | 50 | 0 | 0 | 0 | 0 | 0 | 0
12 |  |  | 110"X40" SUPPLY AIR DUCT | 15.13 | 5% | 15.8865 | LF | 0 | 0 | 50 | 0 | 0 | 0 | 0 | 0 | 0
13 |  |  | 18"X60" SUPPLY AIR DUCT | 4.13 | 5% | 4.3365 | LF | 0 | 0 | 50 | 0 | 0 | 0 | 0 | 0 | 0
14 |  |  | 192"X54" SUPPLY AIR DUCT | 7.69 | 5% | 8.0745 | LF | 0 | 0 | 50 | 0 | 0 | 0 | 0 | 0 | 0
15 |  |  | 24"X24" SUPPLY AIR DUCT | 27.53 | 5% | 28.9065 | LF | 0 | 0 | 50 | 0 | 0 | 0 | 0 | 0 | 0
16 |  |  | 26"X68" SUPPLY AIR DUCT | 16.2 | 5% | 17.01 | LF | 0 | 0 | 50 | 0 | 0 | 0 | 0 | 0 | 0
17 |  |  | 28"X28" SUPPLY AIR DUCT | 27.05 | 5% | 28.4025 | LF | 0 | 0 | 50 | 0 | 0 | 0 | 0 | 0 | 0
18 |  |  | 28"X72" SUPPLY AIR DUCT | 91.12 | 5% | 95.676 | LF | 0 | 0 | 50 | 0 | 0 | 0 | 0 | 0 | 0
19 |  |  | 28"X72" SUPPLY AIR DUCT WITH LINING | 6.05 | 5% | 6.3525 | LF | 0 | 0 | 50 | 0 | 0 | 0 | 0 | 0 | 0
20 |  |  | 36"X24" SUPPLY AIR DUCT | 36.61 | 5% | 38.4405 | LF | 0 | 0 | 50 | 0 | 0 | 0 | 0 | 0 | 0
21 |  |  | 38"X156" SUPPLY AIR DUCT | 111.64 | 5% | 117.222 | LF | 0 | 0 | 50 | 0 | 0 | 0 | 0 | 0 | 0
22 |  |  | 44"X56" SUPPLY AIR DUCT | 5.14 | 5% | 5.397 | LF | 0 | 0 | 50 | 0 | 0 | 0 | 0 | 0 | 0
23 |  |  | 46"X24" SUPPLY AIR DUCT | 343.62 | 5% | 360.801 | LF | 0 | 0 | 50 | 0 | 0 | 0 | 0 | 0 | 0
24 |  |  | 46"X42" SUPPLY AIR DUCT | 37.59 | 5% | 39.4695 | LF | 0 | 0 | 50 | 0 | 0 | 0 | 0 | 0 | 0
25 |  |  | 48"x32" SUPPLY AIR DUCT | 143.21 | 5% | 150.3705 | LF | 0 | 0 | 50 | 0 | 0 | 0 | 0 | 0 | 0
26 |  |  | 48"X48" SUPPLY AIR DUCT | 54.7 | 5% | 57.435 | LF | 0 | 0 | 50 | 0 | 0 | 0 | 0 | 0 | 0
27 |  |  | 48"X50" SUPPLY AIR DUCT | 34.47 | 5% | 36.1935 | LF | 0 | 0 | 50 | 0 | 0 | 0 | 0 | 0 | 0
28 |  |  | 48"x78" INSULATED PLENUM | 49.79 | 5% | 52.2795 | LF | 0 | 0 | 50 | 0 | 0 | 0 | 0 | 0 | 0
29 |  |  | 50"X148" SUPPLY AIR DUCT | 16.35 | 5% | 17.1675 | LF | 0 | 0 | 50 | 0 | 0 | 0 | 0 | 0 | 0
30 |  |  | 56"X50" SUPPLY AIR DUCT | 7.08 | 5% | 7.434 | LF | 0 | 0 | 50 | 0 | 0 | 0 | 0 | 0 | 0
31 |  |  | 64"X44" SUPPLY AIR DUCT | 79.24 | 5% | 83.202 | LF | 0 | 0 | 50 | 0 | 0 | 0 | 0 | 0 | 0
32 |  |  | 66"X84" SUPPLY AIR DUCT | 106.87 | 5% | 112.2135 | LF | 0 | 0 | 50 | 0 | 0 | 0 | 0 | 0 | 0
33 |  |  | 66"X84" SUPPLY AIR DUCT | 40.84 | 5% | 42.882 | LF | 0 | 0 | 50 | 0 | 0 | 0 | 0 | 0 | 0
34 |  |  | 68"X18" SUPPLY AIR DUCT | 9.31 | 5% | 9.7755 | LF | 0 | 0 | 50 | 0 | 0 | 0 | 0 | 0 | 0
35 |  |  | 68"X26" SUPPLY AIR DUCT | 210.28 | 5% | 220.794 | LF | 0 | 0 | 50 | 0 | 0 | 0 | 0 | 0 | 0
36 |  |  | 68"X32" SUPPLY AIR DUCT | 29.9 | 5% | 31.395 | LF | 0 | 0 | 50 | 0 | 0 | 0 | 0 | 0 | 0
37 |  |  | 78"X48" SUPPLY AIR DUCT | 12.04 | 5% | 12.642 | LF | 0 | 0 | 50 | 0 | 0 | 0 | 0 | 0 | 0
38 |  |  | 94"X44" SUPPLY AIR DUCT | 76.19 | 5% | 79.9995 | LF | 0 | 0 | 50 | 0 | 0 | 0 | 0 | 0 | 0
39 |  |  | 94"X44" SUPPLY AIR DUCT | 7.37 | 5% | 7.7385 | LF | 0 | 0 | 50 | 0 | 0 | 0 | 0 | 0 | 0
40 |  |  | 94"X44" SUPPLY AIR DUCT | 66.59 | 5% | 69.9195 | LF | 0 | 0 | 50 | 0 | 0 | 0 | 0 | 0 | 0
41 |  |  | 94"X44" SUPPLY AI DUCT | 34.18 | 5% | 35.889 | LF | 0 | 0 | 50 | 0 | 0 | 0 | 0 | 0 | 0
42 |  |  | 84"X30" SUPPLY AI DUCT | 5.24 | 5% | 5.502 | LF | 0 | 0 | 50 | 0 | 0 | 0 | 0 | 0 | 0
43 |  |  | 136"X96" SUPPLY AIR DUCT | 9.29 | 5% | 9.7545 | LF | 0 | 0 | 50 | 0 | 0 | 0 | 0 | 0 | 0
44 |  |  | 136"X96" SUPPLY AIR DUCT WITH ACCOUSTICAL LINING | 6.16 | 5% | 6.468 | LF | 0 | 0 | 50 | 0 | 0 | 0 | 0 | 0 | 0
45 |  |  | 14"X20" SUPPLY AIR DUCT | 146.24 | 5% | 153.552 | LF | 0 | 0 | 50 | 0 | 0 | 0 | 0 | 0 | 0
46 |  |  | 148"X50" SUPPLY AIR DUCT | 18.8 | 5% | 19.74 | LF | 0 | 0 | 50 | 0 | 0 | 0 | 0 | 0 | 0
47 |  |  | 156"X44" SUPPLY AIR DUCT | 76.45 | 5% | 80.2725 | LF | 0 | 0 | 50 | 0 | 0 | 0 | 0 | 0 | 0
48 |  |  | 6" COMBUSTION AI DUCT | 13.24 | 5% | 13.902 | LF | 0 | 0 | 50 | 0 | 0 | 0 | 0 | 0 | 0
49 |  |  | 6" EXHAUST AIR DUCT | 35 | 5% | 36.75 | LF | 0 | 0 | 50 | 0 | 0 | 0 | 0 | 0 | 0
50 |  |  | 10" PROCESS EXHAUST DUCT | 16.01 | 5% | 16.8105 | LF | 0 | 0 | 50 | 0 | 0 | 0 | 0 | 0 | 0
51 |  |  | 12"X12" EXHAUST AIR DUCT | 36 | 5% | 37.8 | LF | 0 | 0 | 50 | 0 | 0 | 0 | 0 | 0 | 0
52 |  |  | 50"X48" EXHAUST AIR DUCT | 16.58 | 5% | 17.409 | LF | 0 | 0 | 50 | 0 | 0 | 0 | 0 | 0 | 0
53 |  |  | 8"X6" EXHAUST AIR DUCT | 2.98 | 5% | 3.129 | LF | 0 | 0 | 50 | 0 | 0 | 0 | 0 | 0 | 0
54 |  |  | 162"X56" EXHAUST AIR DUCT | 11.86 | 5% | 12.453 | LF | 0 | 0 | 50 | 0 | 0 | 0 | 0 | 0 | 0
DUCT FITTINGS AND ACCESSORIES
55 |  |  | 24" ELBOW | 12 | 0% | 12 | EA | 0 | 0 | 50 | 0 | 0 | 0 | 0 | 0 | 0
56 |  |  | 24" OFFSET | 1 | 0% | 1 | EA | 0 | 0 | 50 | 0 | 0 | 0 | 0 | 0 | 0
57 |  |  | 24" TAKEOFF | 4 | 0% | 4 | EA | 0 | 0 | 50 | 0 | 0 | 0 | 0 | 0 | 0
58 |  |  | 6" ELBOW | 1 | 0% | 1 | EA | 0 | 0 | 50 | 0 | 0 | 0 | 0 | 0 | 0
59 |  |  | 12"X12" TAKEOFF | 4 | 0% | 4 | EA | 0 | 0 | 50 | 0 | 0 | 0 | 0 | 0 | 0
60 |  |  | 14"X20" ELBOW | 25 | 0% | 25 | EA | 0 | 0 | 50 | 0 | 0 | 0 | 0 | 0 | 0
61 |  |  | 14"X20" TAKEOFF | 8 | 0% | 8 | EA | 0 | 0 | 50 | 0 | 0 | 0 | 0 | 0 | 0
62 |  |  | 156"X38" ELBOW | 1 | 0% | 1 | EA | 0 | 0 | 50 | 0 | 0 | 0 | 0 | 0 | 0
63 |  |  | 156"X44" ELBOW | 1 | 0% | 1 | EA | 0 | 0 | 50 | 0 | 0 | 0 | 0 | 0 | 0
64 |  |  | 18"X60 TAKEOFF | 1 | 0% | 1 | EA | 0 | 0 | 50 | 0 | 0 | 0 | 0 | 0 | 0
65 |  |  | 24"X46" ELBOW | 5 | 0% | 5 | EA | 0 | 0 | 50 | 0 | 0 | 0 | 0 | 0 | 0
66 |  |  | 26"X68 TAKEOFF | 1 | 0% | 1 | EA | 0 | 0 | 50 | 0 | 0 | 0 | 0 | 0 | 0
67 |  |  | 26"X68" ELBOW | 3 | 0% | 3 | EA | 0 | 0 | 50 | 0 | 0 | 0 | 0 | 0 | 0
68 |  |  | 28"X28" TAKEOFF | 4 | 0% | 4 | EA | 0 | 0 | 50 | 0 | 0 | 0 | 0 | 0 | 0
69 |  |  | 46"24" X 24"X24" X 36"X24" WYE | 1 | 0% | 1 | EA | 0 | 0 | 50 | 0 | 0 | 0 | 0 | 0 | 0
70 |  |  | 50"X148" ELBOW | 1 | 0% | 1 | EA | 0 | 0 | 50 | 0 | 0 | 0 | 0 | 0 | 0
71 |  |  | 64"X44" TAKEOFF | 1 | 0% | 1 | EA | 0 | 0 | 50 | 0 | 0 | 0 | 0 | 0 | 0
72 |  |  | 66"X84" ELBOW | 5 | 0% | 5 | EA | 0 | 0 | 50 | 0 | 0 | 0 | 0 | 0 | 0
73 |  |  | 72"X28" ELBOW | 1 | 0% | 1 | EA | 0 | 0 | 50 | 0 | 0 | 0 | 0 | 0 | 0
74 |  |  | 84"X30" X 46"24" X 46"X24" WYE | 1 | 0% | 1 | EA | 0 | 0 | 50 | 0 | 0 | 0 | 0 | 0 | 0
75 |  |  | 94"X44" ELBOW | 1 | 0% | 1 | EA | 0 | 0 | 50 | 0 | 0 | 0 | 0 | 0 | 0
76 |  |  | 12"X12" FIRE DAMPER | 2 | 0% | 2 | EA | 0 | 0 | 50 | 0 | 0 | 0 | 0 | 0 | 0
77 |  |  | 48"X48" FIRE DAMPER | 1 | 0% | 1 | EA | 0 | 0 | 50 | 0 | 0 | 0 | 0 | 0 | 0
78 |  |  | 14"X20" FIRE DAMPER | 8 | 0% | 8 | EA | 0 | 0 | 50 | 0 | 0 | 0 | 0 | 0 | 0
79 |  |  | 28"X28" FIRE DAMPER | 4 | 0% | 4 | EA | 0 | 0 | 50 | 0 | 0 | 0 | 0 | 0 | 0
80 |  |  | 192"x78" LOUVER (36" LONG) | 1 | 0% | 1 | EA | 0 | 0 | 50 | 0 | 0 | 0 | 0 | 0 | 0
81 |  |  | 234"x126" LOUVER WITH ACCESS DOOR | 1 | 0% | 1 | EA | 0 | 0 | 50 | 0 | 0 | 0 | 0 | 0 | 0
82 |  |  | 24"X24" LOUVER | 1 | 0% | 1 | EA | 0 | 0 | 50 | 0 | 0 | 0 | 0 | 0 | 0
83 |  |  | 270"X164" LOUVER | 1 | 0% | 1 | EA | 0 | 0 | 50 | 0 | 0 | 0 | 0 | 0 | 0
84 |  |  | 28"X28" GRAVITY DAMPER AND FIRE DAMPER | 1 | 0% | 1 | EA | 0 | 0 | 50 | 0 | 0 | 0 | 0 | 0 | 0
85 |  |  | 72" INSULATED PLENUM WITH ACCESS DOOR | 1 | 0% | 1 | EA | 0 | 0 | 50 | 0 | 0 | 0 | 0 | 0 | 0
INSULATION
86 |  |  | 1-1/2" THICK FIBERGLASS INSULATION WITH FLAME RESISTANT VAPOR BARRIER | 35518 | 10% | 39069.8 | SF | 0 | 0 | 50 | 0 | 0 | 0 | 0 | 0 | 0
87 |  |  | Minimum 25 mm (I thick acoustic lining material meeting NFPA 90A requirements and flame spread and smoke developed fire hazard ratings of CAN/ULC-S102, flexible for round ducts, board type for rectangular ducts, consisting of a bonded fiberglass mat coated on the inside (airside) face with a black fire-resistant coating. | 340 | 10% | 374 | SF | 0 | 0 | 50 | 0 | 0 | 0 | 0 | 0 | 0
AIR DEVICES
88 |  | E3 | E3, KRUGER, EGC10 | 4 | 0% | 4 | EA | 0 | 0 | 50 | 0 | 0 | 0 | 0 | 0 | 0
89 |  | R1 | R1, PRICE, 500 | 1 | 0% | 1 | EA | 0 | 0 | 50 | 0 | 0 | 0 | 0 | 0 | 0
90 |  | S1 | S1, PRICE, 302 | 50 | 0% | 50 | EA | 0 | 0 | 50 | 0 | 0 | 0 | 0 | 0 | 0
91 |  |  | SUPPLY DIFFUSER | 4 | 0% | 4 | EA | 0 | 0 | 50 | 0 | 0 | 0 | 0 | 0 | 0
92 |  |  | CEILING EXHAUST GRILLE | 2 | 0% | 2 | EA | 0 | 0 | 50 | 0 | 0 | 0 | 0 | 0 | 0
93 |  |  | 12"x12" VENTILATION AIR LOUVRE AT HIGH LEVEL BELOW JOIST. LOUVRE TO BE EH PRICE DE635. | 1 | 0% | 1 | EA | 0 | 0 | 50 | 0 | 0 | 0 | 0 | 0 | 0
FANS
94 |  | EF-CARBON BLACK-1 | EF-CARBON BLACK-1, GREENHECK, G-090-VG | 1 | 0% | 1 | EA | 0 | 0 | 50 | 0 | 0 | 0 | 0 | 0 | 0
95 |  | EF-MIXING-1-1 | EF-MIXING-1-1, GREENHECK, BAER-48 | 1 | 0% | 1 | EA | 0 | 0 | 50 | 0 | 0 | 0 | 0 | 0 | 0
96 |  | EF-MIXING-1-2 | EF-MIXING-1-2, GREENHECK, BAER-48 | 1 | 0% | 1 | EA | 0 | 0 | 50 | 0 | 0 | 0 | 0 | 0 | 0
97 |  | SF-MIXING-2-1 | SF-MIXING-2-1, GREENHECK, SB3C-HJ42-75 | 1 | 0% | 1 | EA | 0 | 0 | 50 | 0 | 0 | 0 | 0 | 0 | 0
98 |  | SF-MIXING-2-2 | SF-MIXING-2-2 , GREENHECK, SB3C-HJ42-75 | 1 | 0% | 1 | EA | 0 | 0 | 50 | 0 | 0 | 0 | 0 | 0 | 0
99 |  | SF-MIXING-3 | SF-MIXING-3, GREENHECK, SB3C-HJ36-50 | 1 | 0% | 1 | EA | 0 | 0 | 50 | 0 | 0 | 0 | 0 | 0 | 0
100 |  | SF-MIXING-1-1 | SF-MIXING-1-1, GREENHECK, SB3C-HJ48-100 | 1 | 0% | 1 | EA | 0 | 0 | 50 | 0 | 0 | 0 | 0 | 0 | 0
101 |  | SF-MIXING-1-2 | SF-MIXING-1-2, GREENHECK, SB3C-HJ48-100 | 1 | 0% | 1 | EA | 0 | 0 | 50 | 0 | 0 | 0 | 0 | 0 | 0
102 |  | EF-MIXING-1-1 | EF-MIXING-1-1, GREENHECK, BAER-48 | 1 | 0% | 1 | EA | 0 | 0 | 50 | 0 | 0 | 0 | 0 | 0 | 0
103 |  | EF-MIXING-2-2 | EF-MIXING-2-2, GREENHECK, BAER-36 | 1 | 0% | 1 | EA | 0 | 0 | 50 | 0 | 0 | 0 | 0 | 0 | 0
104 |  | EF-MIXING-2A | EF-MIXING-2A, GREENHECK, BAER-48 | 1 | 0% | 1 | EA | 0 | 0 | 50 | 0 | 0 | 0 | 0 | 0 | 0
105 |  | EF-MIXING-2B | EF-MIXING-2B, GREENHECK, BAER-30 | 1 | 0% | 1 | EA | 0 | 0 | 50 | 0 | 0 | 0 | 0 | 0 | 0
106 |  | EF-MIXING-2C | EF-MIXING-2C, GREENHECK, BAER-36 | 1 | 0% | 1 | EA | 0 | 0 | 50 | 0 | 0 | 0 | 0 | 0 | 0
107 |  | EF-MIXING-2D | EF-MIXING-2D, GREENHECK, BAER-30 | 1 | 0% | 1 | EA | 0 | 0 | 50 | 0 | 0 | 0 | 0 | 0 | 0
108 |  | EF-MIXING-2E-1 | EF-MIXING-2E-1, GREENHECK, BAER-48 | 1 | 0% | 1 | EA | 0 | 0 | 50 | 0 | 0 | 0 | 0 | 0 | 0
109 |  | EF-MIXING-2E-2 | EF-MIXING-2E-2, GREENHECK, BAER-48 | 1 | 0% | 1 | EA | 0 | 0 | 50 | 0 | 0 | 0 | 0 | 0 | 0
110 |  | EF-MIXING-3 | EF-MIXING-3, GREENHECK, BAER-30 | 1 | 0% | 1 | EA | 0 | 0 | 50 | 0 | 0 | 0 | 0 | 0 | 0
111 |  | EF-MIXING-6 | EF-MIXING-6, GREENHECK, SP-A200 | 1 | 0% | 1 | EA | 0 | 0 | 50 | 0 | 0 | 0 | 0 | 0 | 0
112 |  | EF-HOT HOUSE-1 | EF-HOT HOUSE-1, SUPPLY AND INSTALL UTILITY TYPE EXHAUST FAN COMPLETE WITH BASE VIBRATION ISOLATOR, FLEXIBLE DUCT CONNECTOR AND REQUIRED TRANSITION. FAN TO BE RATED FOR 200F AIR TEMPERATURE. FAN TO BE SUPPORTED FROM THE TOP OF THE CEILING ASSEMBLY. | 1 | 0% | 1 | EA | 0 | 0 | 50 | 0 | 0 | 0 | 0 | 0 | 0
113 |  | EF-HOT HOUSE-2 | EF-HOT HOUSE-2, SUPPLY AND INSTALL UTILITY TYPE EXHAUST FAN COMPLETE WITH BASE VIBRATION ISOLATOR, FLEXIBLE DUCT CONNECTOR AND REQUIRED TRANSITION. FAN TO BE RATED FOR 200F AIR TEMPERATURE. FAN TO BE SUPPORTED FROM THE TOP OF THE CEILING ASSEMBLY. | 1 | 0% | 1 | EA | 0 | 0 | 50 | 0 | 0 | 0 | 0 | 0 | 0
114 |  | SF-HOT HOUSE-1 | SF-HOT HOUSE-1, SUPPLY AND INSTALL INLINE SUPPLY FAN COMPLETE WITH BASE VIBRATION ISOLATOR, INSULATED HOUSING, FLEXIBLE DUCT CONNECTOR AND REQUIRED TRANSITION. FAN TO BE RATED FOR 200F AIR TEMPERATURE. FAN TO BE SUPPORTED FROM THE TOP OF THE CEILING ASSEMBLY. | 1 | 0% | 1 | EA | 0 | 0 | 50 | 0 | 0 | 0 | 0 | 0 | 0
115 |  | SF-HOT HOUSE-2 | SF-HOT HOUSE-2, SUPPLY AND INSTALL INLINE SUPPLY FAN COMPLETE WITH BASE VIBRATION ISOLATOR, INSULATED HOUSING, FLEXIBLE DUCT CONNECTOR AND REQUIRED TRANSITION. FAN TO BE RATED FOR 200F AIR TEMPERATURE. FAN TO BE SUPPORTED FROM THE TOP OF THE CEILING ASSEMBLY. | 1 | 0% | 1 | EA | 0 | 0 | 50 | 0 | 0 | 0 | 0 | 0 | 0
EQUIPMENT
116 |  | AC-1 | AC-1, SPLIT SYSTEM INDOOR | 1 | 0% | 1 | EA | 0 | 0 | 50 | 0 | 0 | 0 | 0 | 0 | 0
117 |  | AC-2 | AC-2, SPLIT SYSTEM INDOOR | 1 | 0% | 1 | EA | 0 | 0 | 50 | 0 | 0 | 0 | 0 | 0 | 0
118 |  | AC-3 | AC-3, SPLIT SYSTEM INDOOR | 1 | 0% | 1 | EA | 0 | 0 | 50 | 0 | 0 | 0 | 0 | 0 | 0
119 |  | AC-4 | AC-4, SPLIT SYSTEM INDOOR | 1 | 0% | 1 | EA | 0 | 0 | 50 | 0 | 0 | 0 | 0 | 0 | 0
120 |  | CU-1 | CU-1, SPLIT SYSTEM OUTDOOR | 1 | 0% | 1 | EA | 0 | 0 | 50 | 0 | 0 | 0 | 0 | 0 | 0
121 |  | CU-2 | CU-2, SPLIT SYSTEM OUTDOOR | 1 | 0% | 1 | EA | 0 | 0 | 50 | 0 | 0 | 0 | 0 | 0 | 0
122 |  | CU-3 | CU-3, SPLIT SYSTEM OUTDOOR | 1 | 0% | 1 | EA | 0 | 0 | 50 | 0 | 0 | 0 | 0 | 0 | 0
123 |  | CU-4 | CU-4, SPLIT SYSTEM OUTDOOR | 1 | 0% | 1 | EA | 0 | 0 | 50 | 0 | 0 | 0 | 0 | 0 | 0
124 |  | BBH-1 | BBH-1, BASEBOARD HEATER | 3 | 0% | 3 | EA | 0 | 0 | 50 | 0 | 0 | 0 | 0 | 0 | 0
125 |  | DC-2 | DC-2, DUCT COLLECTOR, DONALDSON, DFE-3-36 | 1 | 0% | 1 | EA | 0 | 0 | 50 | 0 | 0 | 0 | 0 | 0 | 0
126 |  | DC-3 | DC-3, DUCT COLLECTOR, DONALDSON, DFE-3-36 | 1 | 0% | 1 | EA | 0 | 0 | 50 | 0 | 0 | 0 | 0 | 0 | 0
127 |  | DF-HOT HOUSE-1 | DF-HOT HOUSE-1, INDIRECT FIRED GAS HEATER SUPPLY AND INSTALL IN-DIRECT FIRED GAS HEATER. FLEXIBLE DUCT CONNECTOR, BASE ISOLATOR AND FLOOR SUPPORT FOR ON TOP OF CEILING MOUNT. PROVIDE GOOSENECK COMPLETE WITH INSECT SCREEN | 1 | 0% | 1 | EA | 0 | 0 | 50 | 0 | 0 | 0 | 0 | 0 | 0
128 |  | DF-HOT HOUSE-2 | DF-HOT HOUSE-2, INDIRECT FIRED GAS HEATER SUPPLY AND INSTALL IN-DIRECT FIRED GAS HEATER. FLEXIBLE DUCT CONNECTOR, BASE ISOLATOR AND FLOOR SUPPORT FOR ON TOP OF CEILING MOUNT. PROVIDE GOOSENECK COMPLETE WITH INSECT SCREEN | 1 | 0% | 1 | EA | 0 | 0 | 50 | 0 | 0 | 0 | 0 | 0 | 0
129 |  | FFH-1 | FFH-1, FAN FORCED HEATER, OUELLET | 2 | 0% | 2 | EA | 0 | 0 | 50 | 0 | 0 | 0 | 0 | 0 | 0
130 |  | FFH-2 | FFH-1, SUPPLY AND INSTALL ELECTRIC FORCE FLOW HEATER | 1 | 0% | 1 | EA | 0 | 0 | 50 | 0 | 0 | 0 | 0 | 0 | 0
131 |  | HV-MIXING-2A | HV-MIXING-2A, YORK | 1 | 0% | 1 | EA | 0 | 0 | 50 | 0 | 0 | 0 | 0 | 0 | 0
132 |  | HV-MIXING-2B | HV-MIXING-2B, YORK | 1 | 0% | 1 | EA | 0 | 0 | 50 | 0 | 0 | 0 | 0 | 0 | 0
133 |  | HV-MIXING-2C | HV-MIXING-2C, YORK | 1 | 0% | 1 | EA | 0 | 0 | 50 | 0 | 0 | 0 | 0 | 0 | 0
134 |  | HV-MIXING-2D | HV-MIXING-2D, YORK | 1 | 0% | 1 | EA | 0 | 0 | 50 | 0 | 0 | 0 | 0 | 0 | 0
135 |  | HV-MIXING-2E | HV-MIXING-2E, YORK | 1 | 0% | 1 | EA | 0 | 0 | 50 | 0 | 0 | 0 | 0 | 0 | 0
136 |  | VAC-MIXING-1 | VAC-MIXING-1, YORK | 1 | 0% | 1 | EA | 0 | 0 | 50 | 0 | 0 | 0 | 0 | 0 | 0
137 |  | AC-ELEV-CTRL RM-1 | AC-ELEV-CTRL RM-1 , MITSUBISHI, MSY-G18NA | 1 | 0% | 1 | EA | 0 | 0 | 50 | 0 | 0 | 0 | 0 | 0 | 0
138 |  | AC-ELEV-CTRL-RM-2 | AC-ELEV-CTRL-RM-2 , VERTIV, MT060HE1B009HU | 1 | 0% | 1 | EA | 0 | 0 | 50 | 0 | 0 | 0 | 0 | 0 | 0
139 |  |  | STANDALONE CONTROLLER | 6 | 0% | 6 | EA | 0 | 0 | 50 | 0 | 0 | 0 | 0 | 0 | 0
140 |  | T | MISC: T, THERMOSTAT | 12 | 0% | 12 | EA | 0 | 0 | 50 | 0 | 0 | 0 | 0 | 0 | 0
141 |  |  | MISC: #18/4C CONTROL CABLE | 51.83 | 0% | 51.83 | EA | 0 | 0 | 50 | 0 | 0 | 0 | 0 | 0 | 0
142 |  |  | 10" GOOSENECK | 1 | 0% | 1 | EA | 0 | 0 | 50 | 0 | 0 | 0 | 0 | 0 | 0
|  |  | SUBTOTAL | [12 empty] | 0
| 26 |  | DIVISION 26- ELECTRICAL
ELECTRICAL DEMOLITION
143 |  |  | Disconnect and Remove Existing Conduit, Ducts, Equipment, Remove all Redundant Junction Boxes, Conduit, Wiring | 2 | 0% | 2 | EA | 0 | 0 | 50 | 0 | 0 | 0 | 0 | 0 | 0
LIGHTING FIXTURE
144 |  | K10 EM | K10 EM- 4' LINEAR VAPOUR TIGHT STRIP Manufacturer: EE LIGHTING Model: VTB2 Catalogue: VTB2-4-557 | 76 | 0% | 76 | EA | 0 | 0 | 50 | 0 | 0 | 0 | 0 | 0 | 0
145 |  | K10 EM | K10 - 4' LINEAR VAPOUR TIGHT STRIP Manufacturer: EE LIGHTING Model: VTB2 Catalogue: VTB2-4-557 | 79 | 0% | 79 | EA | 0 | 0 | 50 | 0 | 0 | 0 | 0 | 0 | 0
146 |  | BU1 EM | BU1 EM - BATTERY PACK C/W 2x MR-16 LED HEADS Manufacturer: BELUCE Model: NOVA Catalogue: NV-6-36-2BTMR-LED MR16-7W-120/277 | 17 | 0% | 17 | EA | 0 | 0 | 50 | 0 | 0 | 0 | 0 | 0 | 0
147 |  | H10 | H10 - HIGHBAY ROUND FIXTURE FOR PRODUCTION AREAS Manufacturer: EE LIGHTING Model: CHBQ Catalogue: CHBQ-3575 BLACK | 49 | 0% | 49 | EA | 0 | 0 | 50 | 0 | 0 | 0 | 0 | 0 | 0
148 |  | H10 EM | H10 EM- HIGHBAY ROUND FIXTURE FOR PRODUCTION AREAS Manufacturer: EE LIGHTING Model: CHBQ Catalogue: CHBQ-3575 BLACK | 28 | 0% | 28 | EA | 0 | 0 | 50 | 0 | 0 | 0 | 0 | 0 | 0
149 |  | W1 EM | W1 EM- EXTERIOR WALL MOUNT Manufacturer: PREMISE Model: WP7 Catalogue: WP7-80W-4000K-1 | 5 | 0% | 5 | EA | 0 | 0 | 50 | 0 | 0 | 0 | 0 | 0 | 0
150 |  | X13 | X13 - Manufacturer: BELUCE Model: AQUA RM Catalogue: AQ-RM-L-2-0LR-W | 1 | 0% | 1 | EA | 0 | 0 | 50 | 0 | 0 | 0 | 0 | 0 | 0
151 |  | H10 | H10 - HIGHBAY ROUND FIXTURE FOR PRODUCTION AREAS Manufacturer: EE LIGHTING Model: CHBQ Catalogue: CHBQ-3575 BLACK | 3 | 0% | 3 | EA | 0 | 0 | 50 | 0 | 0 | 0 | 0 | 0 | 0
152 |  |  | Exit Sign | 21 | 0% | 21 | EA | 0 | 0 | 50 | 0 | 0 | 0 | 0 | 0 | 0
153 |  |  | Lighting Switch | 5 | 0% | 5 | EA | 0 | 0 | 50 | 0 | 0 | 0 | 0 | 0 | 0
POWER
154 |  |  | Disconnect Switch | 46 | 0% | 46 | EA | 0 | 0 | 50 | 0 | 0 | 0 | 0 | 0 | 0
155 |  |  | Duplex Receptical Standard, 20A | 141 | 0% | 141 | EA | 0 | 0 | 50 | 0 | 0 | 0 | 0 | 0 | 0
156 |  |  | GFCI Duplex Recetacle | 9 | 0% | 9 | EA | 0 | 0 | 50 | 0 | 0 | 0 | 0 | 0 | 0
157 |  |  | Direct Connection (Trap Seal Primer) | 4 | 0% | 4 | EA | 0 | 0 | 50 | 0 | 0 | 0 | 0 | 0 | 0
158 |  |  | Direct Connection (Compressed Air Control ) | 1 | 0% | 1 | EA | 0 | 0 | 50 | 0 | 0 | 0 | 0 | 0 | 0
159 |  |  | Direct Connection (Burner Control PNL ) | 4 | 0% | 4 | EA | 0 | 0 | 50 | 0 | 0 | 0 | 0 | 0 | 0
160 |  |  | Direct Connection (Lighting ) | 6 | 0% | 6 | EA | 0 | 0 | 50 | 0 | 0 | 0 | 0 | 0 | 0
161 |  |  | Direct Connection (Control ) | 11 | 0% | 11 | EA | 0 | 0 | 50 | 0 | 0 | 0 | 0 | 0 | 0
162 |  |  | Direct Connection | 25 | 0% | 25 | EA | 0 | 0 | 50 | 0 | 0 | 0 | 0 | 0 | 0
163 |  |  | Pannel Board | 5 | 0% | 5 | EA | 0 | 0 | 50 | 0 | 0 | 0 | 0 | 0 | 0
DISTRIBUTION
CONDUCTOR
164 |  |  | #8 CU THHN/THWN | 251 | 0% | 251 | EA | 0 | 0 | 50 | 0 | 0 | 0 | 0 | 0 | 0
165 |  |  | #6 CU THHN/THWN | 212 | 0% | 212 | EA | 0 | 0 | 50 | 0 | 0 | 0 | 0 | 0 | 0
166 |  |  | #4 CU THHN/THWN | 158 | 0% | 158 | EA | 0 | 0 | 50 | 0 | 0 | 0 | 0 | 0 | 0
167 |  |  | #3 CU THHN/THWN | 198 | 0% | 198 | EA | 0 | 0 | 50 | 0 | 0 | 0 | 0 | 0 | 0
168 |  |  | #2 CU THHN/THWN | 166 | 0% | 166 | EA | 0 | 0 | 50 | 0 | 0 | 0 | 0 | 0 | 0
169 |  |  | #1 CU THHN/THWN | 264 | 0% | 264 | EA | 0 | 0 | 50 | 0 | 0 | 0 | 0 | 0 | 0
170 |  |  | #1/0 CU THHN/THWN | 124 | 0% | 124 | EA | 0 | 0 | 50 | 0 | 0 | 0 | 0 | 0 | 0
171 |  |  | #3/0 CU THHN/THWN | 168 | 0% | 168 | EA | 0 | 0 | 50 | 0 | 0 | 0 | 0 | 0 | 0
172 |  |  | #4/0 CU THHN/THWN | 212 | 0% | 212 | EA | 0 | 0 | 50 | 0 | 0 | 0 | 0 | 0 | 0
173 |  |  | #250 KCMIL CU THHN/THWN | 209 | 0% | 209 | EA | 0 | 0 | 50 | 0 | 0 | 0 | 0 | 0 | 0
174 |  |  | #350 KCMIL CU THHN/THWN | 144 | 0% | 144 | EA | 0 | 0 | 50 | 0 | 0 | 0 | 0 | 0 | 0
175 |  |  | #500 KCMIL CU THHN/THWN | 184 | 0% | 184 | EA | 0 | 0 | 50 | 0 | 0 | 0 | 0 | 0 | 0
176 |  |  | #750 KCMIL CU THHN/THWN | 105 | 0% | 105 | EA | 0 | 0 | 50 | 0 | 0 | 0 | 0 | 0 | 0
PANEL
177 |  | Panel MX3-PDP-1 | Panel MX3-PDP-1 Main: 800A NEMA Type: NEMA 1 Volts: 3 Phase, 3 W | 1 | 0% | 1 | EA | 0 | 0 | 50 | 0 | 0 | 0 | 0 | 0 | 0
178 |  | Panel MX3-PDP-2Main | Panel MX3-PDP-2 Main: 800A NEMA Type: NEMA 1 Volts: 3 Phase, 3 W | 1 | 0% | 1 | EA | 0 | 0 | 50 | 0 | 0 | 0 | 0 | 0 | 0
179 |  | Panel MX3-PP-1AMain | Panel MX3-PP-1A Main: 100A NEMA Type: NEMA 12 | 1 | 0% | 1 | EA | 0 | 0 | 50 | 0 | 0 | 0 | 0 | 0 | 0
180 |  | Panel MX3-PP-2Main | Panel MX3-PP-2 Main: 100A NEMA Type: NEMA 1 Volts: 3 Phase, 4 W | 1 | 0% | 1 | EA | 0 | 0 | 50 | 0 | 0 | 0 | 0 | 0 | 0
181 |  | Panel MX3-PP-3Main | Panel MX3-PP-3 Main: 100A NEMA Type: NEMA 12 Volts: 3 Phase, 4 W | 1 | 0% | 1 | EA | 0 | 0 | 50 | 0 | 0 | 0 | 0 | 0 | 0
182 |  | Panel MX3-PP-4Main | Panel MX3-PP-4 Main: 100A NEMA Type: NEMA 12 Volts: 3 Phase, 4 W | 1 | 0% | 1 | EA | 0 | 0 | 50 | 0 | 0 | 0 | 0 | 0 | 0
183 |  | Panel LP-EM-2Main | Panel LP-EM-2 Main: 125A NEMA Type: NEMA 1 Volts: 3 Phase, 4 W | 1 | 0% | 1 | EA | 0 | 0 | 50 | 0 | 0 | 0 | 0 | 0 | 0
184 |  | Panel MX3-PP-1BMain | Panel MX3-PP-1B Main: 120A NEMA Type: NEMA 12 Volts: 3 Phase, 4 W | 1 | 0% | 1 | EA | 0 | 0 | 50 | 0 | 0 | 0 | 0 | 0 | 0
185 |  |  | 1P/15A Breaker | 23 | 0% | 23 | EA | 0 | 0 | 50 | 0 | 0 | 0 | 0 | 0 | 0
186 |  |  | 1P/20A Breaker | 164 | 0% | 164 | EA | 0 | 0 | 50 | 0 | 0 | 0 | 0 | 0 | 0
187 |  |  | 1P/20A Breaker | 55 | 0% | 55 | EA | 0 | 0 | 50 | 0 | 0 | 0 | 0 | 0 | 0
188 |  |  | 1P/20A GFCI Breaker | 8 | 0% | 8 | EA | 0 | 0 | 50 | 0 | 0 | 0 | 0 | 0 | 0
189 |  |  | 2P/15A Breaker | 1 | 0% | 1 | EA | 0 | 0 | 50 | 0 | 0 | 0 | 0 | 0 | 0
190 |  |  | 2P/20A Breaker | 3 | 0% | 3 | EA | 0 | 0 | 50 | 0 | 0 | 0 | 0 | 0 | 0
191 |  |  | 2P/25A Breaker | 1 | 0% | 1 | EA | 0 | 0 | 50 | 0 | 0 | 0 | 0 | 0 | 0
192 |  |  | 2P/30A Breaker | 1 | 0% | 1 | EA | 0 | 0 | 50 | 0 | 0 | 0 | 0 | 0 | 0
193 |  |  | 3P/20A GFCI Breaker | 1 | 0% | 1 | EA | 0 | 0 | 50 | 0 | 0 | 0 | 0 | 0 | 0
194 |  |  | 3P/20AS/20AF Breaker | 3 | 0% | 3 | EA | 0 | 0 | 50 | 0 | 0 | 0 | 0 | 0 | 0
195 |  |  | 3P/25AS/25AF Breaker | 3 | 0% | 3 | EA | 0 | 0 | 50 | 0 | 0 | 0 | 0 | 0 | 0
196 |  |  | 3P/30AS/30AF Breaker | 2 | 0% | 2 | EA | 0 | 0 | 50 | 0 | 0 | 0 | 0 | 0 | 0
197 |  |  | 3P/50AS/50AF Breaker | 2 | 0% | 2 | EA | 0 | 0 | 50 | 0 | 0 | 0 | 0 | 0 | 0
198 |  |  | 3P/60AS/60AF Breaker | 6 | 0% | 6 | EA | 0 | 0 | 50 | 0 | 0 | 0 | 0 | 0 | 0
199 |  |  | 3P/70AS/70AF Breaker | 3 | 0% | 3 | EA | 0 | 0 | 50 | 0 | 0 | 0 | 0 | 0 | 0
200 |  |  | 3P/100AS/100AF Breaker | 1 | 0% | 1 | EA | 0 | 0 | 50 | 0 | 0 | 0 | 0 | 0 | 0
201 |  |  | 3P/150AS/150AF Breaker | 2 | 0% | 2 | EA | 0 | 0 | 50 | 0 | 0 | 0 | 0 | 0 | 0
202 |  |  | 3P/200AS/200AF Breaker | 2 | 0% | 2 | EA | 0 | 0 | 50 | 0 | 0 | 0 | 0 | 0 | 0
|  |  | SUBTOTAL | [12 empty] | 0
| 28 |  | DIVISION 28- ELECTRONIC SAFETY AND SECURITY
FIRE ALARM
203 |  |  | Manual Pull Station | 32 | 0% | 32 | EA | 0 | 0 | 50 | 0 | 0 | 0 | 0 | 0 | 0
204 |  |  | Fire Alaram, Annuniciator Panel C/W Nema 3 Rated Enclosure | 1 | 0% | 1 | EA | 0 | 0 | 50 | 0 | 0 | 0 | 0 | 0 | 0
205 |  |  | Heat Detector | 3 | 0% | 3 | EA | 0 | 0 | 50 | 0 | 0 | 0 | 0 | 0 | 0
206 |  |  | Smoke Detector | 11 | 0% | 11 | EA | 0 | 0 | 50 | 0 | 0 | 0 | 0 | 0 | 0
207 |  |  | Heat Detector (Relay Base) | 14 | 0% | 14 | EA | 0 | 0 | 50 | 0 | 0 | 0 | 0 | 0 | 0
208 |  |  | Fire Alarm Speaker (Bull - Horn Style | 28 | 0% | 28 | EA | 0 | 0 | 50 | 0 | 0 | 0 | 0 | 0 | 0
209 |  |  | Fire Alarm Speaker (30 cd) | 2 | 0% | 2 | EA | 0 | 0 | 50 | 0 | 0 | 0 | 0 | 0 | 0
210 |  |  | Fire Alarm Strobe (110 Cd) | 22 | 0% | 22 | EA | 0 | 0 | 50 | 0 | 0 | 0 | 0 | 0 | 0
211 |  |  | Fire Alarm Strobe (75 cd) | 4 | 0% | 4 | EA | 0 | 0 | 50 | 0 | 0 | 0 | 0 | 0 | 0
212 |  |  | Fire Alarm Strobe (15 cd) | 2 | 0% | 2 | EA | 0 | 0 | 50 | 0 | 0 | 0 | 0 | 0 | 0
213 |  |  | Low Voltage Delta outlet | 3 | 0% | 3 | EA | 0 | 0 | 50 | 0 | 0 | 0 | 0 | 0 | 0
214 |  |  | Fire Alarm Booster Panel | 2 | 0% | 2 | EA | 0 | 0 | 50 | 0 | 0 | 0 | 0 | 0 | 0
215 |  |  | OCCUPANCY SENSOR | 8 | 0% | 8 | EA | 0 | 0 | 50 | 0 | 0 | 0 | 0 | 0 | 0
|  |  | SUBTOTAL | [12 empty] | 0
[7 empty] | TOTAL LABOR HOURS |  | 0 | TOTAL LABOR COST |  | 0 | TOTAL MATERIAL COST | 0
|  |  | TOTAL AMOUNT | [12 empty] | 0
|  |  | CONTIGENCIES (5%) | [7 empty] | 5% |  |  |  |  | 0
|  |  | OVERHEAD & PROFIT (15%) | [7 empty] | 15% |  |  |  |  | 0
|  |  | TAX (8.5%) | [7 empty] | 8.5% |  |  |  |  | 0
|  |  | PERFORMANCE AND PAYMENT BONDS | [7 empty] | 1.5% |  |  |  |  | 0
|  |  | TOTAL BASEBID | [12 empty] | 0

## LABOR SHEET
| Labor Type | Labor Rate
Carpenter | CARP | 60
Plumbing | Plum | 70
Mechanical | Mech | 70
Electrical | Elec | 70
Earthwork | Q14C | 60
Drywaller | Drywaller | 60
Finisher | Finisher | 55
Painting | Painter | 50
Tile Contractor | Tilf | 60
CMU/Stone | D8 | 70
Concrete | B14S | 70
Metal | Steel | 70
Roofing | Roofer | 70
Genral Labor | Labor | 85
Exterior Improvement | B15S | 65
Misc | Misc | 45
Manhour Increase Factor | 0%
Wastage
Each/Count | EA | 0%
Linear Footage | LF | 5%
Square Footage | SF | 10%
Square Yard | SY | 10%
Cubic Yard | CY | 10%
Lumpsum | LS | 0%
Survery | Survey | 0%
Stair Riser | RISER | 0%
Blocks Count | BLOCKS | 0%
Bags of Pre-Mix Mortar | BAGS | 0%
Linear Footage of Wall | LF.Wall | 10%
Pounds | LBS | 10%
Pieces | PCs | 0%
Location | LOC | 0%
Bundle | Bundle | 10%
Rolls | ROLLS | 0%
Boxes | BOX | 0%
Holeses | Holes | 0%
Pieces | PC | 0%
Tubes | Tube | 0%
Gallons | GA | 0%
Square of Roofing | SQ | 10%
N/A | N/A | 0%
NOTE:
Prevailing wages have been included in this estimate in compliance with the Davis-Bacon Act.
Material pricing is based on current market rates sourced from reputable online platforms and suppliers.
Please note that actual costs may vary depending on site-specific conditions, unforeseen circumstances, or changes in market conditions.